## PASTE_ZOHO_HERE
Item ID | SKU | Composite Item Name | Usage unit | Selling Price | Inventory Account | Status | New Selling Price
4.6025e+18 | D-IKPVKL406P-1 | D-PV Install Kit Klip-Lok 406 Portrait 1/R | Each | MYR 435.00 | Finished Goods | Active | 10
4.6025e+18 | IKPVKL406L-8 | PV INSTALL KIT KLIP-LOK 406 LANDSCAPE 8/R | Each | MYR 3480.00 |  | Active | 1290
4.6025e+18 | D-IKPVKL700P-7 | D-PV Install Kit Klip-Lok 700 Portrait 7/R | Each | MYR 3045.00 | Finished Goods | Active | 1090
4.6025e+18 | IKPVSL-10 | PV Install Kit Shingle Landscape 10/R | Each | MYR 4350.00 |  | Active | 1220
4.6025e+18 | IKPVSSP-10 | PV INSTALL KIT STANDING SEAM PORTRAIT 10/R | Each | MYR 4350.00 |  | Active | 1820
4.6025e+18 | D-IKPVLBP-1 | D-PV Install Kit Concrete Low Portrait 1/R | Each | MYR 435.00 | Finished Goods | Active | 400
4.6025e+18 | D-IKPVE-11 | D-PV Electrical Install Kit, 1 Phase, String, 1-2 Floor | Each | MYR 2000.00 | Inventory Asset | Active | 10825
4.6025e+18 | T-514 | Stump | pcs | MYR 0.00 | Inventory Asset | Active | 0
4.6025e+18 | D-AP-3P-2K | D-APSYSTEMS 3P 2Acc Kit | Each | MYR 2762.00 | Inventory Asset | Active | 1000
4.6025e+18 | D-SOL-030 | D-SUMMER 400SX Solar Hot Water Complete System | Each | MYR 6950.00 | Finished Goods | Active | 170
4.6025e+18 | AP-1P-2K | APSYSTEM 1P 2ACC KIT | Each | MYR 2762.00 |  | Active | 1055
4.6025e+18 | Testing Code 1 | Testing Kit item | unit | MYR 1.00 |  | Active | 0
4.6025e+18 | D-Stump | D-Stump | pcs | MYR 0.00 |  | Active | 0
4.6025e+18 | IKPVKL406P-3 | PV Install Kit Klip-Lok 406 Portrait 3/R | Each | MYR 1305.00 |  | Active | 40
4.6025e+18 | IKPVSP-6 | PV INSTALL KIT SHINGLE PORTRAIT 6/R | Each | MYR 2610.00 |  | Active | 720
4.6025e+18 | D-PVCBHI-3 | D-PV Combiner Box, 63A, 3 Phase, Hybrid Inverter | Each | MYR 3250.00 |  | Active | 55
4.6025e+18 | AP-1P-3K | APSYSTEMS 1P 3Acc Kit | Each | MYR 3073.00 |  | Active | 1055
4.6025e+18 | IKPVSL-1 | PV Install Kit Shingle Landscape 1/R | Each | MYR 435.00 |  | Active | 200
4.6025e+18 | D-AP-1P-1K | D-APSYSTEM 1P 1ACC KIT | Each | MYR 2451.00 | Finished Goods | Active | 1055
4.6025e+18 | IKPVEHI-31-100 | PV Electrical Install Kit, 3 Phase, Hybrid, 2 MPPT, 1-2 Floor | Each | MYR 3500.00 |  | Active | 7575
4.6025e+18 | D-IKPVLBP-2 | D-PV Install Kit Concrete Low Portrait 2/R | Each | MYR 870.00 | Finished Goods | Active | 610
4.6025e+18 | D-IKPVLBP-6 | D-PV Install Kit Concrete Low Portrait 6/R | Each | MYR 2610.00 | Finished Goods | Active | 790
4.6025e+18 | D-IKPVSL-3 | D-PV INSTALL KIT SHINGLE LANDSCAPE 3/R | Each | MYR 1305.00 | Finished Goods | Active | 450
4.6025e+18 | IKPVEHI-31-200 | PV Electrical Install Kit, 3 Phase, Hybrid, 3 MPPT, 1-2 Floor | Each | MYR 3500.00 |  | Active | 14075
4.6025e+18 | IKPVKL406P-6 | PV Install Kit Klip-Lok 406 Portrait 6/R | Each | MYR 2610.00 |  | Active | 70
4.6025e+18 | SOL-023 | Summer 180CX Solar Hot Water Complete System | Each | MYR 4250.00 |  | Active | 1570
4.6025e+18 | SPVHD2025-H1P4.96 | Hoymiles Hybrid 1P Solar PV System 4.96/4.6 | Each | MYR 24737.00 |  | Active | 2200
4.6025e+18 | SPVHD2025-H1P6.2 | Hoymiles Hybrid 1P Solar PV System 6.2/5 | Each | MYR 25304.00 |  | Active | 17535
4.6025e+18 | SPVHD2025-H3P16.12 | Hoymiles Hybrid 3P Solar PV System 16.12/12 | Each | MYR 42824.00 |  | Active | 2200
4.6025e+18 | SPV-S1P3.72 | Growatt String 1P Solar PV System 3.72/3 | Each | MYR 21540.00 |  | Active | 0
4.6025e+18 | 300CVFSYS | SUMMER 300CVF FORCED CIRCULATION SYSTEM | Each | MYR 0.00 |  | Active | 945

## The Composite Master
Item ID | SKU | Composite Item Name | Usage unit | CF.Product Category | CF.Sub Category | Status | Mapped Item SKU | Mapped Item Name | Mapped Quantity | Mapped Item Selling Price
4.6025e+18 | D-IKPVKL406P-1 | D-PV Install Kit Klip-Lok 406 Potrait 1/R | Each | Solar PV | PV INSTALLATION KIT | Inactive | SLR-2600mm | RAIL SLR-R02-LIGHT 2600MM | 1 | 0
4.6025e+18 | D-IKPVKL406P-1 | D-PV Install Kit Klip-Lok 406 Potrait 1/R | Each | Solar PV | PV INSTALLATION KIT | Inactive | KS-HK-S08-02 | KLIP-LOK 406 ROOF HOOK | 4 | 0
4.6025e+18 | D-IKPVKL406P-1 | D-PV Install Kit Klip-Lok 406 Potrait 1/R | Each | Solar PV | PV INSTALLATION KIT | Inactive | KL-02 | L FEET 21# WITH BOLT M8 X 25 AND NUT | 4 | 0
4.6025e+18 | D-IKPVKL406P-1 | D-PV Install Kit Klip-Lok 406 Potrait 1/R | Each | Solar PV | PV INSTALLATION KIT | Inactive | SLR-EC-35-D | END CLAMP 35MM SLR-EC-35-D ( AL6005-T5 / SUS 304 ) | 4 | 0
4.6025e+18 | D-IKPVKL406P-1 | D-PV Install Kit Klip-Lok 406 Potrait 1/R | Each | Solar PV | PV INSTALLATION KIT | Inactive | SLR-EK-D | GROUNDING LUG SLR-EK-D ( AL6005-5 / SUS 304 ) | 1 | 10
4.6025e+18 | D-IKPVKL406P-2 | D-PV Install Kit Klip-Lok 406 Potrait 2/R | Each | Solar PV | PV INSTALLATION KIT | Inactive | SLR-2600mm | RAIL SLR-R02-LIGHT 2600MM | 2 | 0
4.6025e+18 | D-IKPVKL406P-2 | D-PV Install Kit Klip-Lok 406 Potrait 2/R | Each | Solar PV | PV INSTALLATION KIT | Inactive | KS-HK-S08-02 | KLIP-LOK 406 ROOF HOOK | 4 | 0
4.6025e+18 | D-IKPVKL406P-2 | D-PV Install Kit Klip-Lok 406 Potrait 2/R | Each | Solar PV | PV INSTALLATION KIT | Inactive | KL-02 | L FEET 21# WITH BOLT M8 X 25 AND NUT | 4 | 0
4.6025e+18 | D-IKPVKL406P-2 | D-PV Install Kit Klip-Lok 406 Potrait 2/R | Each | Solar PV | PV INSTALLATION KIT | Inactive | SLR-EC-35-D | END CLAMP 35MM SLR-EC-35-D ( AL6005-T5 / SUS 304 ) | 4 | 0
4.6025e+18 | D-IKPVKL406P-2 | D-PV Install Kit Klip-Lok 406 Potrait 2/R | Each | Solar PV | PV INSTALLATION KIT | Inactive | SLR-MC-35-D | MID CLAMP 35MM | 2 | 0
4.6025e+18 | D-IKPVKL406P-2 | D-PV Install Kit Klip-Lok 406 Potrait 2/R | Each | Solar PV | PV INSTALLATION KIT | Inactive | SLR-EK-D | GROUNDING LUG SLR-EK-D ( AL6005-5 / SUS 304 ) | 1 | 10
4.6025e+18 | D-IKPVKL406P-3 | D-PV Install Kit Klip-Lok 406 Potrait 3/R | Each | Solar PV | PV INSTALLATION KIT | Inactive | SLR-2600mm | RAIL SLR-R02-LIGHT 2600MM | 3 | 0
4.6025e+18 | D-IKPVKL406P-3 | D-PV Install Kit Klip-Lok 406 Potrait 3/R | Each | Solar PV | PV INSTALLATION KIT | Inactive | KS-HK-S08-02 | KLIP-LOK 406 ROOF HOOK | 6 | 0
4.6025e+18 | D-IKPVKL406P-3 | D-PV Install Kit Klip-Lok 406 Potrait 3/R | Each | Solar PV | PV INSTALLATION KIT | Inactive | KL-02 | L FEET 21# WITH BOLT M8 X 25 AND NUT | 6 | 0
4.6025e+18 | D-IKPVKL406P-3 | D-PV Install Kit Klip-Lok 406 Potrait 3/R | Each | Solar PV | PV INSTALLATION KIT | Inactive | SLR-EC-35-D | END CLAMP 35MM SLR-EC-35-D ( AL6005-T5 / SUS 304 ) | 4 | 0
4.6025e+18 | D-IKPVKL406P-3 | D-PV Install Kit Klip-Lok 406 Potrait 3/R | Each | Solar PV | PV INSTALLATION KIT | Inactive | SLR-MC-35-D | MID CLAMP 35MM | 4 | 0
4.6025e+18 | D-IKPVKL406P-3 | D-PV Install Kit Klip-Lok 406 Potrait 3/R | Each | Solar PV | PV INSTALLATION KIT | Inactive | SLR-EK-D | GROUNDING LUG SLR-EK-D ( AL6005-5 / SUS 304 ) | 1 | 10
4.6025e+18 | D-IKPVKL406P-3 | D-PV Install Kit Klip-Lok 406 Potrait 3/R | Each | Solar PV | PV INSTALLATION KIT | Inactive | SLR-RS-01-L-D | RAIL SPLICE | 2 | 30
4.6025e+18 | IKPVKL406P-4 | MOUNTING BRACKET - KLIP LOK 406 METAL DECK - 4/R | Each | Solar PV | PV INSTALLATION KIT | Active | SLR-2600mm | RAIL SLR-R02-LIGHT 2600MM | 4 | 0
4.6025e+18 | IKPVKL406P-4 | MOUNTING BRACKET - KLIP LOK 406 METAL DECK - 4/R | Each | Solar PV | PV INSTALLATION KIT | Active | KS-HK-S08-02 | KLIP-LOK 406 ROOF HOOK | 8 | 0
4.6025e+18 | IKPVKL406P-4 | MOUNTING BRACKET - KLIP LOK 406 METAL DECK - 4/R | Each | Solar PV | PV INSTALLATION KIT | Active | KL-02 | L FEET 21# WITH BOLT M8 X 25 AND NUT | 8 | 0
4.6025e+18 | IKPVKL406P-4 | MOUNTING BRACKET - KLIP LOK 406 METAL DECK - 4/R | Each | Solar PV | PV INSTALLATION KIT | Active | SLR-EC-35-D | END CLAMP 35MM SLR-EC-35-D ( AL6005-T5 / SUS 304 ) | 4 | 0
4.6025e+18 | IKPVKL406P-4 | MOUNTING BRACKET - KLIP LOK 406 METAL DECK - 4/R | Each | Solar PV | PV INSTALLATION KIT | Active | SLR-MC-35-D | MID CLAMP 35MM | 6 | 0
4.6025e+18 | IKPVKL406P-4 | MOUNTING BRACKET - KLIP LOK 406 METAL DECK - 4/R | Each | Solar PV | PV INSTALLATION KIT | Active | SLR-EK-D | GROUNDING LUG SLR-EK-D ( AL6005-5 / SUS 304 ) | 1 | 10
4.6025e+18 | IKPVKL406P-4 | MOUNTING BRACKET - KLIP LOK 406 METAL DECK - 4/R | Each | Solar PV | PV INSTALLATION KIT | Active | SLR-RS-01-L-D | RAIL SPLICE | 2 | 30
4.6025e+18 | D-IKPVKL406P-5 | D-PV Install Kit Klip-Lok 406 Potrait 5/R | Each | Solar PV | PV INSTALLATION KIT | Inactive | SLR-2600mm | RAIL SLR-R02-LIGHT 2600MM | 5 | 0
4.6025e+18 | D-IKPVKL406P-5 | D-PV Install Kit Klip-Lok 406 Potrait 5/R | Each | Solar PV | PV INSTALLATION KIT | Inactive | KS-HK-S08-02 | KLIP-LOK 406 ROOF HOOK | 10 | 0
4.6025e+18 | D-IKPVKL406P-5 | D-PV Install Kit Klip-Lok 406 Potrait 5/R | Each | Solar PV | PV INSTALLATION KIT | Inactive | KL-02 | L FEET 21# WITH BOLT M8 X 25 AND NUT | 10 | 0
4.6025e+18 | D-IKPVKL406P-5 | D-PV Install Kit Klip-Lok 406 Potrait 5/R | Each | Solar PV | PV INSTALLATION KIT | Inactive | SLR-EC-35-D | END CLAMP 35MM SLR-EC-35-D ( AL6005-T5 / SUS 304 ) | 4 | 0
4.6025e+18 | D-IKPVKL406P-5 | D-PV Install Kit Klip-Lok 406 Potrait 5/R | Each | Solar PV | PV INSTALLATION KIT | Inactive | SLR-MC-35-D | MID CLAMP 35MM | 8 | 0
4.6025e+18 | D-IKPVKL406P-5 | D-PV Install Kit Klip-Lok 406 Potrait 5/R | Each | Solar PV | PV INSTALLATION KIT | Inactive | SLR-EK-D | GROUNDING LUG SLR-EK-D ( AL6005-5 / SUS 304 ) | 1 | 10
4.6025e+18 | D-IKPVKL406P-5 | D-PV Install Kit Klip-Lok 406 Potrait 5/R | Each | Solar PV | PV INSTALLATION KIT | Inactive | SLR-RS-01-L-D | RAIL SPLICE | 4 | 60
4.6025e+18 | D-IKPVKL406P-6 | D-PV Install Kit Klip-Lok 406 Potrait 6/R | Each | Solar PV | PV INSTALLATION KIT | Inactive | SLR-2600mm | RAIL SLR-R02-LIGHT 2600MM | 6 | 0
4.6025e+18 | D-IKPVKL406P-6 | D-PV Install Kit Klip-Lok 406 Potrait 6/R | Each | Solar PV | PV INSTALLATION KIT | Inactive | KS-HK-S08-02 | KLIP-LOK 406 ROOF HOOK | 12 | 0
4.6025e+18 | D-IKPVKL406P-6 | D-PV Install Kit Klip-Lok 406 Potrait 6/R | Each | Solar PV | PV INSTALLATION KIT | Inactive | KL-02 | L FEET 21# WITH BOLT M8 X 25 AND NUT | 12 | 0
4.6025e+18 | D-IKPVKL406P-6 | D-PV Install Kit Klip-Lok 406 Potrait 6/R | Each | Solar PV | PV INSTALLATION KIT | Inactive | SLR-EC-35-D | END CLAMP 35MM SLR-EC-35-D ( AL6005-T5 / SUS 304 ) | 4 | 0
4.6025e+18 | D-IKPVKL406P-6 | D-PV Install Kit Klip-Lok 406 Potrait 6/R | Each | Solar PV | PV INSTALLATION KIT | Inactive | SLR-MC-35-D | MID CLAMP 35MM | 10 | 0
4.6025e+18 | D-IKPVKL406P-6 | D-PV Install Kit Klip-Lok 406 Potrait 6/R | Each | Solar PV | PV INSTALLATION KIT | Inactive | SLR-EK-D | GROUNDING LUG SLR-EK-D ( AL6005-5 / SUS 304 ) | 1 | 10
4.6025e+18 | D-IKPVKL406P-6 | D-PV Install Kit Klip-Lok 406 Potrait 6/R | Each | Solar PV | PV INSTALLATION KIT | Inactive | SLR-RS-01-L-D | RAIL SPLICE | 4 | 60
4.6025e+18 | IKPVKL406P-7 | MOUNTING BRACKET - KLIP LOK 406 METAL DECK - 7/R | Each | Solar PV | PV INSTALLATION KIT | Active | SLR-2600mm | RAIL SLR-R02-LIGHT 2600MM | 7 | 0
4.6025e+18 | IKPVKL406P-7 | MOUNTING BRACKET - KLIP LOK 406 METAL DECK - 7/R | Each | Solar PV | PV INSTALLATION KIT | Active | KS-HK-S08-02 | KLIP-LOK 406 ROOF HOOK | 14 | 0
4.6025e+18 | IKPVKL406P-7 | MOUNTING BRACKET - KLIP LOK 406 METAL DECK - 7/R | Each | Solar PV | PV INSTALLATION KIT | Active | KL-02 | L FEET 21# WITH BOLT M8 X 25 AND NUT | 14 | 0
4.6025e+18 | IKPVKL406P-7 | MOUNTING BRACKET - KLIP LOK 406 METAL DECK - 7/R | Each | Solar PV | PV INSTALLATION KIT | Active | SLR-EC-35-D | END CLAMP 35MM SLR-EC-35-D ( AL6005-T5 / SUS 304 ) | 4 | 0
4.6025e+18 | IKPVKL406P-7 | MOUNTING BRACKET - KLIP LOK 406 METAL DECK - 7/R | Each | Solar PV | PV INSTALLATION KIT | Active | SLR-MC-35-D | MID CLAMP 35MM | 12 | 0
4.6025e+18 | IKPVKL406P-7 | MOUNTING BRACKET - KLIP LOK 406 METAL DECK - 7/R | Each | Solar PV | PV INSTALLATION KIT | Active | SLR-EK-D | GROUNDING LUG SLR-EK-D ( AL6005-5 / SUS 304 ) | 1 | 10
4.6025e+18 | IKPVKL406P-7 | MOUNTING BRACKET - KLIP LOK 406 METAL DECK - 7/R | Each | Solar PV | PV INSTALLATION KIT | Active | SLR-RS-01-L-D | RAIL SPLICE | 6 | 90
4.6025e+18 | IKPVKL406P-8 | MOUNTING BRACKET - KLIP LOK 406 METAL DECK - 8/R | Each | Solar PV | PV INSTALLATION KIT | Active | SLR-2600mm | RAIL SLR-R02-LIGHT 2600MM | 8 | 0
4.6025e+18 | IKPVKL406P-8 | MOUNTING BRACKET - KLIP LOK 406 METAL DECK - 8/R | Each | Solar PV | PV INSTALLATION KIT | Active | KS-HK-S08-02 | KLIP-LOK 406 ROOF HOOK | 16 | 0
4.6025e+18 | IKPVKL406P-8 | MOUNTING BRACKET - KLIP LOK 406 METAL DECK - 8/R | Each | Solar PV | PV INSTALLATION KIT | Active | KL-02 | L FEET 21# WITH BOLT M8 X 25 AND NUT | 16 | 0
4.6025e+18 | IKPVKL406P-8 | MOUNTING BRACKET - KLIP LOK 406 METAL DECK - 8/R | Each | Solar PV | PV INSTALLATION KIT | Active | SLR-EC-35-D | END CLAMP 35MM SLR-EC-35-D ( AL6005-T5 / SUS 304 ) | 4 | 0
4.6025e+18 | IKPVKL406P-8 | MOUNTING BRACKET - KLIP LOK 406 METAL DECK - 8/R | Each | Solar PV | PV INSTALLATION KIT | Active | SLR-MC-35-D | MID CLAMP 35MM | 14 | 0
4.6025e+18 | IKPVKL406P-8 | MOUNTING BRACKET - KLIP LOK 406 METAL DECK - 8/R | Each | Solar PV | PV INSTALLATION KIT | Active | SLR-EK-D | GROUNDING LUG SLR-EK-D ( AL6005-5 / SUS 304 ) | 1 | 10
4.6025e+18 | IKPVKL406P-8 | MOUNTING BRACKET - KLIP LOK 406 METAL DECK - 8/R | Each | Solar PV | PV INSTALLATION KIT | Active | SLR-RS-01-L-D | RAIL SPLICE | 6 | 90
4.6025e+18 | D-IKPVKL406P-9 | D-PV Install Kit Klip-Lok 406 Potrait 9/R | Each | Solar PV | PV INSTALLATION KIT | Active | SLR-2600mm | RAIL SLR-R02-LIGHT 2600MM | 8 | 0
4.6025e+18 | D-IKPVKL406P-9 | D-PV Install Kit Klip-Lok 406 Potrait 9/R | Each | Solar PV | PV INSTALLATION KIT | Active | KS-HK-S08-02 | KLIP-LOK 406 ROOF HOOK | 18 | 0
4.6025e+18 | D-IKPVKL406P-9 | D-PV Install Kit Klip-Lok 406 Potrait 9/R | Each | Solar PV | PV INSTALLATION KIT | Active | KL-02 | L FEET 21# WITH BOLT M8 X 25 AND NUT | 18 | 0
4.6025e+18 | D-IKPVKL406P-9 | D-PV Install Kit Klip-Lok 406 Potrait 9/R | Each | Solar PV | PV INSTALLATION KIT | Active | SLR-EC-35-D | END CLAMP 35MM SLR-EC-35-D ( AL6005-T5 / SUS 304 ) | 4 | 0
4.6025e+18 | D-IKPVKL406P-9 | D-PV Install Kit Klip-Lok 406 Potrait 9/R | Each | Solar PV | PV INSTALLATION KIT | Active | SLR-MC-35-D | MID CLAMP 35MM | 16 | 0
4.6025e+18 | D-IKPVKL406P-9 | D-PV Install Kit Klip-Lok 406 Potrait 9/R | Each | Solar PV | PV INSTALLATION KIT | Active | SLR-EK-D | GROUNDING LUG SLR-EK-D ( AL6005-5 / SUS 304 ) | 1 | 10
4.6025e+18 | D-IKPVKL406P-9 | D-PV Install Kit Klip-Lok 406 Potrait 9/R | Each | Solar PV | PV INSTALLATION KIT | Active | SLR-RS-01-L-D | RAIL SPLICE | 8 | 120
4.6025e+18 | IKPVKL406P-10 | MOUNTING BRACKET - KLIP LOK 406 METAL DECK - 10/R | Each | Solar PV | PV INSTALLATION KIT | Active | SLR-2600mm | RAIL SLR-R02-LIGHT 2600MM | 9 | 0
4.6025e+18 | IKPVKL406P-10 | MOUNTING BRACKET - KLIP LOK 406 METAL DECK - 10/R | Each | Solar PV | PV INSTALLATION KIT | Active | KS-HK-S08-02 | KLIP-LOK 406 ROOF HOOK | 20 | 0
4.6025e+18 | IKPVKL406P-10 | MOUNTING BRACKET - KLIP LOK 406 METAL DECK - 10/R | Each | Solar PV | PV INSTALLATION KIT | Active | KL-02 | L FEET 21# WITH BOLT M8 X 25 AND NUT | 20 | 0
4.6025e+18 | IKPVKL406P-10 | MOUNTING BRACKET - KLIP LOK 406 METAL DECK - 10/R | Each | Solar PV | PV INSTALLATION KIT | Active | SLR-EC-35-D | END CLAMP 35MM SLR-EC-35-D ( AL6005-T5 / SUS 304 ) | 4 | 0
4.6025e+18 | IKPVKL406P-10 | MOUNTING BRACKET - KLIP LOK 406 METAL DECK - 10/R | Each | Solar PV | PV INSTALLATION KIT | Active | SLR-MC-35-D | MID CLAMP 35MM | 18 | 0
4.6025e+18 | IKPVKL406P-10 | MOUNTING BRACKET - KLIP LOK 406 METAL DECK - 10/R | Each | Solar PV | PV INSTALLATION KIT | Active | SLR-EK-D | GROUNDING LUG SLR-EK-D ( AL6005-5 / SUS 304 ) | 1 | 10
4.6025e+18 | IKPVKL406P-10 | MOUNTING BRACKET - KLIP LOK 406 METAL DECK - 10/R | Each | Solar PV | PV INSTALLATION KIT | Active | SLR-RS-01-L-D | RAIL SPLICE | 8 | 120
4.6025e+18 | D-IKPVKL406L-1 | D-PV Install Kit Klip-Lok 406 Landscape 1/R | Each | Solar PV | INSTALLATION KIT | Inactive | SLR-R02-LIGHT | Rail SLR-R02-Light 5200MM | 1 | 180
4.6025e+18 | D-IKPVKL406L-1 | D-PV Install Kit Klip-Lok 406 Landscape 1/R | Each | Solar PV | INSTALLATION KIT | Inactive | SLR-EC-30-D | END CLAMP 30MM SLR-EC-30-D ( AL6005-T5 / SUS 304 ) | 4 | 20
4.6025e+18 | D-IKPVKL406L-1 | D-PV Install Kit Klip-Lok 406 Landscape 1/R | Each | Solar PV | INSTALLATION KIT | Inactive | EK-D | GROUNDING LUG, HIGH BALLAST | 2 | 0
4.6025e+18 | D-IKPVKL406L-1 | D-PV Install Kit Klip-Lok 406 Landscape 1/R | Each | Solar PV | INSTALLATION KIT | Inactive | SLR-MRH-32-D | KLIPLOCK #32 UNIVERSAL | 4 | 80
4.6025e+18 | IKPVKL406L-2 | PV Install Kit Klip-Lok 406 Landscape 2/R | Each | Solar PV | INSTALLATION KIT | Inactive | SLR-R02-LIGHT | Rail SLR-R02-Light 5200MM | 1 | 180
4.6025e+18 | IKPVKL406L-2 | PV Install Kit Klip-Lok 406 Landscape 2/R | Each | Solar PV | INSTALLATION KIT | Inactive | SLR-MC-30-D | MID CLAMP 30MM SLR-MC-30-D ( AL6005-T5 / SUS 304 ) | 2 | 10
4.6025e+18 | IKPVKL406L-2 | PV Install Kit Klip-Lok 406 Landscape 2/R | Each | Solar PV | INSTALLATION KIT | Inactive | SLR-EC-30-D | END CLAMP 30MM SLR-EC-30-D ( AL6005-T5 / SUS 304 ) | 4 | 20
4.6025e+18 | IKPVKL406L-2 | PV Install Kit Klip-Lok 406 Landscape 2/R | Each | Solar PV | INSTALLATION KIT | Inactive | SLR-MRH-32-D | KLIPLOCK #32 UNIVERSAL | 4 | 80
4.6025e+18 | IKPVKL406L-2 | PV Install Kit Klip-Lok 406 Landscape 2/R | Each | Solar PV | INSTALLATION KIT | Inactive | KS-BR1-GC | GROUNDING CLIP | 2 | 10
4.6025e+18 | IKPVKL406L-2 | PV Install Kit Klip-Lok 406 Landscape 2/R | Each | Solar PV | INSTALLATION KIT | Inactive | EK-D | GROUNDING LUG, HIGH BALLAST | 2 | 0
4.6025e+18 | IKPVKL406L-3 | PV INSTALL KIT KLIP-LOK 406 LANDSCAPE 3/R | Each | Solar PV | INSTALLATION KIT | Inactive | SLR-R02-LIGHT | Rail SLR-R02-Light 5200MM | 2 | 360
4.6025e+18 | IKPVKL406L-3 | PV INSTALL KIT KLIP-LOK 406 LANDSCAPE 3/R | Each | Solar PV | INSTALLATION KIT | Inactive | SLR-RS-01-L-D | Rail Splice | 2 | 30
4.6025e+18 | IKPVKL406L-3 | PV INSTALL KIT KLIP-LOK 406 LANDSCAPE 3/R | Each | Solar PV | INSTALLATION KIT | Inactive | SLR-MC-30-D | MID CLAMP 30MM SLR-MC-30-D ( AL6005-T5 / SUS 304 ) | 4 | 20
4.6025e+18 | IKPVKL406L-3 | PV INSTALL KIT KLIP-LOK 406 LANDSCAPE 3/R | Each | Solar PV | INSTALLATION KIT | Inactive | SLR-EC-30-D | END CLAMP 30MM SLR-EC-30-D ( AL6005-T5 / SUS 304 ) | 4 | 20
4.6025e+18 | IKPVKL406L-3 | PV INSTALL KIT KLIP-LOK 406 LANDSCAPE 3/R | Each | Solar PV | INSTALLATION KIT | Inactive | SLR-MRH-32-D | KLIPLOCK #32 UNIVERSAL | 6 | 120
4.6025e+18 | IKPVKL406L-3 | PV INSTALL KIT KLIP-LOK 406 LANDSCAPE 3/R | Each | Solar PV | INSTALLATION KIT | Inactive | KS-BR1-GC | GROUNDING CLIP | 4 | 20
4.6025e+18 | IKPVKL406L-3 | PV INSTALL KIT KLIP-LOK 406 LANDSCAPE 3/R | Each | Solar PV | INSTALLATION KIT | Inactive | EK-D | GROUNDING LUG, HIGH BALLAST | 2 | 0
4.6025e+18 | IKPVKL406L-4 | PV INSTALL KIT KLIP-LOK 406 LANDSCAPE 4/R | Each | Solar PV | INSTALLATION KIT | Inactive | SLR-R02-LIGHT | Rail SLR-R02-Light 5200MM | 2 | 360
4.6025e+18 | IKPVKL406L-4 | PV INSTALL KIT KLIP-LOK 406 LANDSCAPE 4/R | Each | Solar PV | INSTALLATION KIT | Inactive | SLR-RS-01-L-D | Rail Splice | 2 | 30
4.6025e+18 | IKPVKL406L-4 | PV INSTALL KIT KLIP-LOK 406 LANDSCAPE 4/R | Each | Solar PV | INSTALLATION KIT | Inactive | SLR-MC-30-D | MID CLAMP 30MM SLR-MC-30-D ( AL6005-T5 / SUS 304 ) | 6 | 30
4.6025e+18 | IKPVKL406L-4 | PV INSTALL KIT KLIP-LOK 406 LANDSCAPE 4/R | Each | Solar PV | INSTALLATION KIT | Inactive | SLR-EC-30-D | END CLAMP 30MM SLR-EC-30-D ( AL6005-T5 / SUS 304 ) | 4 | 20
4.6025e+18 | IKPVKL406L-4 | PV INSTALL KIT KLIP-LOK 406 LANDSCAPE 4/R | Each | Solar PV | INSTALLATION KIT | Inactive | SLR-MRH-32-D | KLIPLOCK #32 UNIVERSAL | 8 | 160
4.6025e+18 | IKPVKL406L-4 | PV INSTALL KIT KLIP-LOK 406 LANDSCAPE 4/R | Each | Solar PV | INSTALLATION KIT | Inactive | KS-BR1-GC | GROUNDING CLIP | 6 | 30
4.6025e+18 | IKPVKL406L-4 | PV INSTALL KIT KLIP-LOK 406 LANDSCAPE 4/R | Each | Solar PV | INSTALLATION KIT | Inactive | EK-D | GROUNDING LUG, HIGH BALLAST | 2 | 0
4.6025e+18 | IKPVKL406L-5 | PV INSTALL KIT KLIP-LOK 406 LANDSCAPE 5/R | Each | Solar PV | INSTALLATION KIT | Inactive | SLR-R02-LIGHT | Rail SLR-R02-Light 5200MM | 3 | 540
4.6025e+18 | IKPVKL406L-5 | PV INSTALL KIT KLIP-LOK 406 LANDSCAPE 5/R | Each | Solar PV | INSTALLATION KIT | Inactive | SLR-RS-01-L-D | Rail Splice | 4 | 60
4.6025e+18 | IKPVKL406L-5 | PV INSTALL KIT KLIP-LOK 406 LANDSCAPE 5/R | Each | Solar PV | INSTALLATION KIT | Inactive | SLR-MC-30-D | MID CLAMP 30MM SLR-MC-30-D ( AL6005-T5 / SUS 304 ) | 8 | 40
4.6025e+18 | IKPVKL406L-5 | PV INSTALL KIT KLIP-LOK 406 LANDSCAPE 5/R | Each | Solar PV | INSTALLATION KIT | Inactive | SLR-EC-30-D | END CLAMP 30MM SLR-EC-30-D ( AL6005-T5 / SUS 304 ) | 4 | 20
4.6025e+18 | IKPVKL406L-5 | PV INSTALL KIT KLIP-LOK 406 LANDSCAPE 5/R | Each | Solar PV | INSTALLATION KIT | Inactive | SLR-MRH-32-D | KLIPLOCK #32 UNIVERSAL | 10 | 200
4.6025e+18 | IKPVKL406L-5 | PV INSTALL KIT KLIP-LOK 406 LANDSCAPE 5/R | Each | Solar PV | INSTALLATION KIT | Inactive | KS-BR1-GC | GROUNDING CLIP | 8 | 40
4.6025e+18 | IKPVKL406L-5 | PV INSTALL KIT KLIP-LOK 406 LANDSCAPE 5/R | Each | Solar PV | INSTALLATION KIT | Inactive | EK-D | GROUNDING LUG, HIGH BALLAST | 2 | 0
4.6025e+18 | IKPVKL406L-6 | PV INSTALL KIT KLIP-LOK 406 LANDSCAPE 6/R | Each | Solar PV | INSTALLATION KIT | Inactive | SLR-R02-LIGHT | Rail SLR-R02-Light 5200MM | 3 | 540
4.6025e+18 | IKPVKL406L-6 | PV INSTALL KIT KLIP-LOK 406 LANDSCAPE 6/R | Each | Solar PV | INSTALLATION KIT | Inactive | SLR-RS-01-L-D | Rail Splice | 4 | 60
4.6025e+18 | IKPVKL406L-6 | PV INSTALL KIT KLIP-LOK 406 LANDSCAPE 6/R | Each | Solar PV | INSTALLATION KIT | Inactive | SLR-MC-30-D | MID CLAMP 30MM SLR-MC-30-D ( AL6005-T5 / SUS 304 ) | 10 | 50
4.6025e+18 | IKPVKL406L-6 | PV INSTALL KIT KLIP-LOK 406 LANDSCAPE 6/R | Each | Solar PV | INSTALLATION KIT | Inactive | SLR-EC-30-D | END CLAMP 30MM SLR-EC-30-D ( AL6005-T5 / SUS 304 ) | 4 | 20
4.6025e+18 | IKPVKL406L-6 | PV INSTALL KIT KLIP-LOK 406 LANDSCAPE 6/R | Each | Solar PV | INSTALLATION KIT | Inactive | SLR-MRH-32-D | KLIPLOCK #32 UNIVERSAL | 12 | 240
4.6025e+18 | IKPVKL406L-6 | PV INSTALL KIT KLIP-LOK 406 LANDSCAPE 6/R | Each | Solar PV | INSTALLATION KIT | Inactive | KS-BR1-GC | GROUNDING CLIP | 10 | 50
4.6025e+18 | IKPVKL406L-6 | PV INSTALL KIT KLIP-LOK 406 LANDSCAPE 6/R | Each | Solar PV | INSTALLATION KIT | Inactive | EK-D | GROUNDING LUG, HIGH BALLAST | 2 | 0
4.6025e+18 | IKPVKL406L-7 | PV INSTALL KIT KLIP-LOK 406 LANDSCAPE 7/R | Each | Solar PV | INSTALLATION KIT | Inactive | SLR-R02-LIGHT | Rail SLR-R02-Light 5200MM | 4 | 720
4.6025e+18 | IKPVKL406L-7 | PV INSTALL KIT KLIP-LOK 406 LANDSCAPE 7/R | Each | Solar PV | INSTALLATION KIT | Inactive | SLR-RS-01-L-D | Rail Splice | 6 | 90
4.6025e+18 | IKPVKL406L-7 | PV INSTALL KIT KLIP-LOK 406 LANDSCAPE 7/R | Each | Solar PV | INSTALLATION KIT | Inactive | SLR-MC-30-D | MID CLAMP 30MM SLR-MC-30-D ( AL6005-T5 / SUS 304 ) | 12 | 60
4.6025e+18 | IKPVKL406L-7 | PV INSTALL KIT KLIP-LOK 406 LANDSCAPE 7/R | Each | Solar PV | INSTALLATION KIT | Inactive | SLR-EC-30-D | END CLAMP 30MM SLR-EC-30-D ( AL6005-T5 / SUS 304 ) | 4 | 20
4.6025e+18 | IKPVKL406L-7 | PV INSTALL KIT KLIP-LOK 406 LANDSCAPE 7/R | Each | Solar PV | INSTALLATION KIT | Inactive | SLR-MRH-32-D | KLIPLOCK #32 UNIVERSAL | 14 | 280
4.6025e+18 | IKPVKL406L-7 | PV INSTALL KIT KLIP-LOK 406 LANDSCAPE 7/R | Each | Solar PV | INSTALLATION KIT | Inactive | KS-BR1-GC | GROUNDING CLIP | 12 | 60
4.6025e+18 | IKPVKL406L-7 | PV INSTALL KIT KLIP-LOK 406 LANDSCAPE 7/R | Each | Solar PV | INSTALLATION KIT | Inactive | EK-D | GROUNDING LUG, HIGH BALLAST | 2 | 0
4.6025e+18 | IKPVKL406L-8 | PV INSTALL KIT KLIP-LOK 406 LANDSCAPE 8/R | Each | Solar PV | INSTALLATION KIT | Inactive | SLR-R02-LIGHT | Rail SLR-R02-Light 5200MM | 4 | 720
4.6025e+18 | IKPVKL406L-8 | PV INSTALL KIT KLIP-LOK 406 LANDSCAPE 8/R | Each | Solar PV | INSTALLATION KIT | Inactive | SLR-RS-01-L-D | Rail Splice | 6 | 90
4.6025e+18 | IKPVKL406L-8 | PV INSTALL KIT KLIP-LOK 406 LANDSCAPE 8/R | Each | Solar PV | INSTALLATION KIT | Inactive | SLR-MC-30-D | MID CLAMP 30MM SLR-MC-30-D ( AL6005-T5 / SUS 304 ) | 14 | 70
4.6025e+18 | IKPVKL406L-8 | PV INSTALL KIT KLIP-LOK 406 LANDSCAPE 8/R | Each | Solar PV | INSTALLATION KIT | Inactive | SLR-EC-30-D | END CLAMP 30MM SLR-EC-30-D ( AL6005-T5 / SUS 304 ) | 4 | 20
4.6025e+18 | IKPVKL406L-8 | PV INSTALL KIT KLIP-LOK 406 LANDSCAPE 8/R | Each | Solar PV | INSTALLATION KIT | Inactive | SLR-MRH-32-D | KLIPLOCK #32 UNIVERSAL | 16 | 320
4.6025e+18 | IKPVKL406L-8 | PV INSTALL KIT KLIP-LOK 406 LANDSCAPE 8/R | Each | Solar PV | INSTALLATION KIT | Inactive | KS-BR1-GC | GROUNDING CLIP | 14 | 70
4.6025e+18 | IKPVKL406L-8 | PV INSTALL KIT KLIP-LOK 406 LANDSCAPE 8/R | Each | Solar PV | INSTALLATION KIT | Inactive | EK-D | GROUNDING LUG, HIGH BALLAST | 2 | 0
4.6025e+18 | IKPVKL406L-9 | PV INSTALL KIT KLIP-LOK 406 LANDSCAPE 9/R | Each | Solar PV | INSTALLATION KIT | Inactive | SLR-R02-LIGHT | Rail SLR-R02-Light 5200MM | 5 | 900
4.6025e+18 | IKPVKL406L-9 | PV INSTALL KIT KLIP-LOK 406 LANDSCAPE 9/R | Each | Solar PV | INSTALLATION KIT | Inactive | SLR-RS-01-L-D | Rail Splice | 8 | 120
4.6025e+18 | IKPVKL406L-9 | PV INSTALL KIT KLIP-LOK 406 LANDSCAPE 9/R | Each | Solar PV | INSTALLATION KIT | Inactive | SLR-MC-30-D | MID CLAMP 30MM SLR-MC-30-D ( AL6005-T5 / SUS 304 ) | 16 | 80
4.6025e+18 | IKPVKL406L-9 | PV INSTALL KIT KLIP-LOK 406 LANDSCAPE 9/R | Each | Solar PV | INSTALLATION KIT | Inactive | SLR-EC-30-D | END CLAMP 30MM SLR-EC-30-D ( AL6005-T5 / SUS 304 ) | 4 | 20
4.6025e+18 | IKPVKL406L-9 | PV INSTALL KIT KLIP-LOK 406 LANDSCAPE 9/R | Each | Solar PV | INSTALLATION KIT | Inactive | SLR-MRH-32-D | KLIPLOCK #32 UNIVERSAL | 18 | 360
4.6025e+18 | IKPVKL406L-9 | PV INSTALL KIT KLIP-LOK 406 LANDSCAPE 9/R | Each | Solar PV | INSTALLATION KIT | Inactive | KS-BR1-GC | GROUNDING CLIP | 16 | 80
4.6025e+18 | IKPVKL406L-9 | PV INSTALL KIT KLIP-LOK 406 LANDSCAPE 9/R | Each | Solar PV | INSTALLATION KIT | Inactive | EK-D | GROUNDING LUG, HIGH BALLAST | 2 | 0
4.6025e+18 | IKPVKL406L-10 | PV INSTALL KIT KLIP-LOK 406 LANDSCAPE 10/R | Each | Solar PV | INSTALLATION KIT | Inactive | SLR-R02-LIGHT | Rail SLR-R02-Light 5200MM | 5 | 900
4.6025e+18 | IKPVKL406L-10 | PV INSTALL KIT KLIP-LOK 406 LANDSCAPE 10/R | Each | Solar PV | INSTALLATION KIT | Inactive | SLR-RS-01-L-D | Rail Splice | 8 | 120
4.6025e+18 | IKPVKL406L-10 | PV INSTALL KIT KLIP-LOK 406 LANDSCAPE 10/R | Each | Solar PV | INSTALLATION KIT | Inactive | SLR-MC-30-D | MID CLAMP 30MM SLR-MC-30-D ( AL6005-T5 / SUS 304 ) | 18 | 90
4.6025e+18 | IKPVKL406L-10 | PV INSTALL KIT KLIP-LOK 406 LANDSCAPE 10/R | Each | Solar PV | INSTALLATION KIT | Inactive | SLR-EC-30-D | END CLAMP 30MM SLR-EC-30-D ( AL6005-T5 / SUS 304 ) | 4 | 20
4.6025e+18 | IKPVKL406L-10 | PV INSTALL KIT KLIP-LOK 406 LANDSCAPE 10/R | Each | Solar PV | INSTALLATION KIT | Inactive | SLR-MRH-32-D | KLIPLOCK #32 UNIVERSAL | 20 | 400
4.6025e+18 | IKPVKL406L-10 | PV INSTALL KIT KLIP-LOK 406 LANDSCAPE 10/R | Each | Solar PV | INSTALLATION KIT | Inactive | KS-BR1-GC | GROUNDING CLIP | 18 | 90
4.6025e+18 | IKPVKL406L-10 | PV INSTALL KIT KLIP-LOK 406 LANDSCAPE 10/R | Each | Solar PV | INSTALLATION KIT | Inactive | EK-D | GROUNDING LUG, HIGH BALLAST | 2 | 0
4.6025e+18 | D-IKPVKL700P-1 | D-PV Install Kit Klip-Lok 700 Portrait 1/R | Each | Solar PV | PV INSTALLATION KIT | Inactive | SLR-R02-LIGHT | Rail SLR-R02-Light 5200MM | 1 | 180
4.6025e+18 | D-IKPVKL700P-1 | D-PV Install Kit Klip-Lok 700 Portrait 1/R | Each | Solar PV | PV INSTALLATION KIT | Inactive | SLR-EC-30-D | END CLAMP 30MM SLR-EC-30-D ( AL6005-T5 / SUS 304 ) | 4 | 20
4.6025e+18 | D-IKPVKL700P-1 | D-PV Install Kit Klip-Lok 700 Portrait 1/R | Each | Solar PV | PV INSTALLATION KIT | Inactive | KS-HK-L21-02 | L Feet 21# with Bolt M8 x 25 and Nut | 4 | 40
4.6025e+18 | D-IKPVKL700P-1 | D-PV Install Kit Klip-Lok 700 Portrait 1/R | Each | Solar PV | PV INSTALLATION KIT | Inactive | EK-D | GROUNDING LUG, HIGH BALLAST | 2 | 0
4.6025e+18 | D-IKPVKL700P-1 | D-PV Install Kit Klip-Lok 700 Portrait 1/R | Each | Solar PV | PV INSTALLATION KIT | Inactive | KS-HK-S09-02 | KLIP-LOK 700 Roof Hook | 4 | 0
4.6025e+18 | D-IKPVKL700P-2 | D-PV Install Kit Klip-Lok 700 Portrait 2/R | Each | Solar PV | PV INSTALLATION KIT | Inactive | SLR-R02-LIGHT | Rail SLR-R02-Light 5200MM | 1 | 180
4.6025e+18 | D-IKPVKL700P-2 | D-PV Install Kit Klip-Lok 700 Portrait 2/R | Each | Solar PV | PV INSTALLATION KIT | Inactive | SLR-MC-30-D | MID CLAMP 30MM SLR-MC-30-D ( AL6005-T5 / SUS 304 ) | 2 | 10
4.6025e+18 | D-IKPVKL700P-2 | D-PV Install Kit Klip-Lok 700 Portrait 2/R | Each | Solar PV | PV INSTALLATION KIT | Inactive | SLR-EC-30-D | END CLAMP 30MM SLR-EC-30-D ( AL6005-T5 / SUS 304 ) | 4 | 20
4.6025e+18 | D-IKPVKL700P-2 | D-PV Install Kit Klip-Lok 700 Portrait 2/R | Each | Solar PV | PV INSTALLATION KIT | Inactive | KS-HK-S09-02 | KLIP-LOK 700 Roof Hook | 4 | 0
4.6025e+18 | D-IKPVKL700P-2 | D-PV Install Kit Klip-Lok 700 Portrait 2/R | Each | Solar PV | PV INSTALLATION KIT | Inactive | KS-HK-L21-02 | L Feet 21# with Bolt M8 x 25 and Nut | 4 | 40
4.6025e+18 | D-IKPVKL700P-2 | D-PV Install Kit Klip-Lok 700 Portrait 2/R | Each | Solar PV | PV INSTALLATION KIT | Inactive | KS-BR1-GC | GROUNDING CLIP | 2 | 10
4.6025e+18 | D-IKPVKL700P-2 | D-PV Install Kit Klip-Lok 700 Portrait 2/R | Each | Solar PV | PV INSTALLATION KIT | Inactive | EK-D | GROUNDING LUG, HIGH BALLAST | 2 | 0
4.6025e+18 | D-IKPVKL700P-3 | D-PV Install Kit Klip-Lok 700 Portrait 3/R | Each | Solar PV | PV INSTALLATION KIT | Inactive | SLR-R02-LIGHT | Rail SLR-R02-Light 5200MM | 2 | 360
4.6025e+18 | D-IKPVKL700P-3 | D-PV Install Kit Klip-Lok 700 Portrait 3/R | Each | Solar PV | PV INSTALLATION KIT | Inactive | SLR-RS-01-L-D | Rail Splice | 2 | 30
4.6025e+18 | D-IKPVKL700P-3 | D-PV Install Kit Klip-Lok 700 Portrait 3/R | Each | Solar PV | PV INSTALLATION KIT | Inactive | SLR-MC-30-D | MID CLAMP 30MM SLR-MC-30-D ( AL6005-T5 / SUS 304 ) | 4 | 20
4.6025e+18 | D-IKPVKL700P-3 | D-PV Install Kit Klip-Lok 700 Portrait 3/R | Each | Solar PV | PV INSTALLATION KIT | Inactive | SLR-EC-30-D | END CLAMP 30MM SLR-EC-30-D ( AL6005-T5 / SUS 304 ) | 4 | 20
4.6025e+18 | D-IKPVKL700P-3 | D-PV Install Kit Klip-Lok 700 Portrait 3/R | Each | Solar PV | PV INSTALLATION KIT | Inactive | KS-HK-S09-02 | KLIP-LOK 700 Roof Hook | 6 | 0
4.6025e+18 | D-IKPVKL700P-3 | D-PV Install Kit Klip-Lok 700 Portrait 3/R | Each | Solar PV | PV INSTALLATION KIT | Inactive | KS-HK-L21-02 | L Feet 21# with Bolt M8 x 25 and Nut | 6 | 60
4.6025e+18 | D-IKPVKL700P-3 | D-PV Install Kit Klip-Lok 700 Portrait 3/R | Each | Solar PV | PV INSTALLATION KIT | Inactive | KS-BR1-GC | GROUNDING CLIP | 4 | 20
4.6025e+18 | D-IKPVKL700P-3 | D-PV Install Kit Klip-Lok 700 Portrait 3/R | Each | Solar PV | PV INSTALLATION KIT | Inactive | EK-D | GROUNDING LUG, HIGH BALLAST | 2 | 0
4.6025e+18 | D-IKPVKL700P-4 | D-PV Install Kit Klip-Lok 700 Portrait 4/R | Each | Solar PV | PV INSTALLATION KIT | Inactive | SLR-R02-LIGHT | Rail SLR-R02-Light 5200MM | 2 | 360
4.6025e+18 | D-IKPVKL700P-4 | D-PV Install Kit Klip-Lok 700 Portrait 4/R | Each | Solar PV | PV INSTALLATION KIT | Inactive | SLR-RS-01-L-D | Rail Splice | 2 | 30
4.6025e+18 | D-IKPVKL700P-4 | D-PV Install Kit Klip-Lok 700 Portrait 4/R | Each | Solar PV | PV INSTALLATION KIT | Inactive | SLR-MC-30-D | MID CLAMP 30MM SLR-MC-30-D ( AL6005-T5 / SUS 304 ) | 6 | 30
4.6025e+18 | D-IKPVKL700P-4 | D-PV Install Kit Klip-Lok 700 Portrait 4/R | Each | Solar PV | PV INSTALLATION KIT | Inactive | SLR-EC-30-D | END CLAMP 30MM SLR-EC-30-D ( AL6005-T5 / SUS 304 ) | 4 | 20
4.6025e+18 | D-IKPVKL700P-4 | D-PV Install Kit Klip-Lok 700 Portrait 4/R | Each | Solar PV | PV INSTALLATION KIT | Inactive | KS-HK-S09-02 | KLIP-LOK 700 Roof Hook | 8 | 0
4.6025e+18 | D-IKPVKL700P-4 | D-PV Install Kit Klip-Lok 700 Portrait 4/R | Each | Solar PV | PV INSTALLATION KIT | Inactive | KS-HK-L21-02 | L Feet 21# with Bolt M8 x 25 and Nut | 8 | 80
4.6025e+18 | D-IKPVKL700P-4 | D-PV Install Kit Klip-Lok 700 Portrait 4/R | Each | Solar PV | PV INSTALLATION KIT | Inactive | KS-BR1-GC | GROUNDING CLIP | 6 | 30
4.6025e+18 | D-IKPVKL700P-4 | D-PV Install Kit Klip-Lok 700 Portrait 4/R | Each | Solar PV | PV INSTALLATION KIT | Inactive | EK-D | GROUNDING LUG, HIGH BALLAST | 2 | 0
4.6025e+18 | D-IKPVKL700P-5 | D-PV Install Kit Klip-Lok 700 Portrait 5/R | Each | Solar PV | PV INSTALLATION KIT | Inactive | SLR-R02-LIGHT | Rail SLR-R02-Light 5200MM | 3 | 540
4.6025e+18 | D-IKPVKL700P-5 | D-PV Install Kit Klip-Lok 700 Portrait 5/R | Each | Solar PV | PV INSTALLATION KIT | Inactive | SLR-RS-01-L-D | Rail Splice | 4 | 60
4.6025e+18 | D-IKPVKL700P-5 | D-PV Install Kit Klip-Lok 700 Portrait 5/R | Each | Solar PV | PV INSTALLATION KIT | Inactive | SLR-MC-30-D | MID CLAMP 30MM SLR-MC-30-D ( AL6005-T5 / SUS 304 ) | 8 | 40
4.6025e+18 | D-IKPVKL700P-5 | D-PV Install Kit Klip-Lok 700 Portrait 5/R | Each | Solar PV | PV INSTALLATION KIT | Inactive | SLR-EC-30-D | END CLAMP 30MM SLR-EC-30-D ( AL6005-T5 / SUS 304 ) | 4 | 20
4.6025e+18 | D-IKPVKL700P-5 | D-PV Install Kit Klip-Lok 700 Portrait 5/R | Each | Solar PV | PV INSTALLATION KIT | Inactive | KS-HK-S09-02 | KLIP-LOK 700 Roof Hook | 10 | 0
4.6025e+18 | D-IKPVKL700P-5 | D-PV Install Kit Klip-Lok 700 Portrait 5/R | Each | Solar PV | PV INSTALLATION KIT | Inactive | KS-HK-L21-02 | L Feet 21# with Bolt M8 x 25 and Nut | 10 | 100
4.6025e+18 | D-IKPVKL700P-5 | D-PV Install Kit Klip-Lok 700 Portrait 5/R | Each | Solar PV | PV INSTALLATION KIT | Inactive | KS-BR1-GC | GROUNDING CLIP | 8 | 40
4.6025e+18 | D-IKPVKL700P-5 | D-PV Install Kit Klip-Lok 700 Portrait 5/R | Each | Solar PV | PV INSTALLATION KIT | Inactive | EK-D | GROUNDING LUG, HIGH BALLAST | 2 | 0
4.6025e+18 | D-IKPVKL700P-6 | D-PV Install Kit Klip-Lok 700 Portrait 6/R | Each | Solar PV | PV INSTALLATION KIT | Inactive | SLR-R02-LIGHT | Rail SLR-R02-Light 5200MM | 3 | 540
4.6025e+18 | D-IKPVKL700P-6 | D-PV Install Kit Klip-Lok 700 Portrait 6/R | Each | Solar PV | PV INSTALLATION KIT | Inactive | SLR-RS-01-L-D | Rail Splice | 4 | 60
4.6025e+18 | D-IKPVKL700P-6 | D-PV Install Kit Klip-Lok 700 Portrait 6/R | Each | Solar PV | PV INSTALLATION KIT | Inactive | SLR-MC-30-D | MID CLAMP 30MM SLR-MC-30-D ( AL6005-T5 / SUS 304 ) | 10 | 50
4.6025e+18 | D-IKPVKL700P-6 | D-PV Install Kit Klip-Lok 700 Portrait 6/R | Each | Solar PV | PV INSTALLATION KIT | Inactive | SLR-EC-30-D | END CLAMP 30MM SLR-EC-30-D ( AL6005-T5 / SUS 304 ) | 4 | 20
4.6025e+18 | D-IKPVKL700P-6 | D-PV Install Kit Klip-Lok 700 Portrait 6/R | Each | Solar PV | PV INSTALLATION KIT | Inactive | KS-HK-S09-02 | KLIP-LOK 700 Roof Hook | 12 | 0
4.6025e+18 | D-IKPVKL700P-6 | D-PV Install Kit Klip-Lok 700 Portrait 6/R | Each | Solar PV | PV INSTALLATION KIT | Inactive | KS-HK-L21-02 | L Feet 21# with Bolt M8 x 25 and Nut | 12 | 120
4.6025e+18 | D-IKPVKL700P-6 | D-PV Install Kit Klip-Lok 700 Portrait 6/R | Each | Solar PV | PV INSTALLATION KIT | Inactive | KS-BR1-GC | GROUNDING CLIP | 10 | 50
4.6025e+18 | D-IKPVKL700P-6 | D-PV Install Kit Klip-Lok 700 Portrait 6/R | Each | Solar PV | PV INSTALLATION KIT | Inactive | EK-D | GROUNDING LUG, HIGH BALLAST | 2 | 0
4.6025e+18 | D-IKPVKL700P-7 | D-PV Install Kit Klip-Lok 700 Portrait 7/R | Each | Solar PV | PV INSTALLATION KIT | Inactive | SLR-R02-LIGHT | Rail SLR-R02-Light 5200MM | 4 | 720
4.6025e+18 | D-IKPVKL700P-7 | D-PV Install Kit Klip-Lok 700 Portrait 7/R | Each | Solar PV | PV INSTALLATION KIT | Inactive | SLR-RS-01-L-D | Rail Splice | 6 | 90
4.6025e+18 | D-IKPVKL700P-7 | D-PV Install Kit Klip-Lok 700 Portrait 7/R | Each | Solar PV | PV INSTALLATION KIT | Inactive | SLR-MC-30-D | MID CLAMP 30MM SLR-MC-30-D ( AL6005-T5 / SUS 304 ) | 12 | 60
4.6025e+18 | D-IKPVKL700P-7 | D-PV Install Kit Klip-Lok 700 Portrait 7/R | Each | Solar PV | PV INSTALLATION KIT | Inactive | SLR-EC-30-D | END CLAMP 30MM SLR-EC-30-D ( AL6005-T5 / SUS 304 ) | 4 | 20
4.6025e+18 | D-IKPVKL700P-7 | D-PV Install Kit Klip-Lok 700 Portrait 7/R | Each | Solar PV | PV INSTALLATION KIT | Inactive | KS-HK-S09-02 | KLIP-LOK 700 Roof Hook | 14 | 0
4.6025e+18 | D-IKPVKL700P-7 | D-PV Install Kit Klip-Lok 700 Portrait 7/R | Each | Solar PV | PV INSTALLATION KIT | Inactive | KS-HK-L21-02 | L Feet 21# with Bolt M8 x 25 and Nut | 14 | 140
4.6025e+18 | D-IKPVKL700P-7 | D-PV Install Kit Klip-Lok 700 Portrait 7/R | Each | Solar PV | PV INSTALLATION KIT | Inactive | KS-BR1-GC | GROUNDING CLIP | 12 | 60
4.6025e+18 | D-IKPVKL700P-7 | D-PV Install Kit Klip-Lok 700 Portrait 7/R | Each | Solar PV | PV INSTALLATION KIT | Inactive | EK-D | GROUNDING LUG, HIGH BALLAST | 2 | 0
4.6025e+18 | D-IKPVKL700P-8 | D-PV Install Kit Klip-Lok 700 Portrait 8/R | Each | Solar PV | PV INSTALLATION KIT | Inactive | SLR-R02-LIGHT | Rail SLR-R02-Light 5200MM | 4 | 720
4.6025e+18 | D-IKPVKL700P-8 | D-PV Install Kit Klip-Lok 700 Portrait 8/R | Each | Solar PV | PV INSTALLATION KIT | Inactive | SLR-RS-01-L-D | Rail Splice | 6 | 90
4.6025e+18 | D-IKPVKL700P-8 | D-PV Install Kit Klip-Lok 700 Portrait 8/R | Each | Solar PV | PV INSTALLATION KIT | Inactive | SLR-MC-30-D | MID CLAMP 30MM SLR-MC-30-D ( AL6005-T5 / SUS 304 ) | 14 | 70
4.6025e+18 | D-IKPVKL700P-8 | D-PV Install Kit Klip-Lok 700 Portrait 8/R | Each | Solar PV | PV INSTALLATION KIT | Inactive | SLR-EC-30-D | END CLAMP 30MM SLR-EC-30-D ( AL6005-T5 / SUS 304 ) | 4 | 20
4.6025e+18 | D-IKPVKL700P-8 | D-PV Install Kit Klip-Lok 700 Portrait 8/R | Each | Solar PV | PV INSTALLATION KIT | Inactive | KS-HK-S09-02 | KLIP-LOK 700 Roof Hook | 16 | 0
4.6025e+18 | D-IKPVKL700P-8 | D-PV Install Kit Klip-Lok 700 Portrait 8/R | Each | Solar PV | PV INSTALLATION KIT | Inactive | KS-HK-L21-02 | L Feet 21# with Bolt M8 x 25 and Nut | 16 | 160
4.6025e+18 | D-IKPVKL700P-8 | D-PV Install Kit Klip-Lok 700 Portrait 8/R | Each | Solar PV | PV INSTALLATION KIT | Inactive | KS-BR1-GC | GROUNDING CLIP | 14 | 70
4.6025e+18 | D-IKPVKL700P-8 | D-PV Install Kit Klip-Lok 700 Portrait 8/R | Each | Solar PV | PV INSTALLATION KIT | Inactive | EK-D | GROUNDING LUG, HIGH BALLAST | 2 | 0
4.6025e+18 | D-IKPVKL700P-9 | D-PV Install Kit Klip-Lok 700 Portrait 9/R | Each | Solar PV | PV INSTALLATION KIT | Inactive | SLR-R02-LIGHT | Rail SLR-R02-Light 5200MM | 5 | 900
4.6025e+18 | D-IKPVKL700P-9 | D-PV Install Kit Klip-Lok 700 Portrait 9/R | Each | Solar PV | PV INSTALLATION KIT | Inactive | SLR-RS-01-L-D | Rail Splice | 8 | 120
4.6025e+18 | D-IKPVKL700P-9 | D-PV Install Kit Klip-Lok 700 Portrait 9/R | Each | Solar PV | PV INSTALLATION KIT | Inactive | SLR-MC-30-D | MID CLAMP 30MM SLR-MC-30-D ( AL6005-T5 / SUS 304 ) | 16 | 80
4.6025e+18 | D-IKPVKL700P-9 | D-PV Install Kit Klip-Lok 700 Portrait 9/R | Each | Solar PV | PV INSTALLATION KIT | Inactive | SLR-EC-30-D | END CLAMP 30MM SLR-EC-30-D ( AL6005-T5 / SUS 304 ) | 4 | 20
4.6025e+18 | D-IKPVKL700P-9 | D-PV Install Kit Klip-Lok 700 Portrait 9/R | Each | Solar PV | PV INSTALLATION KIT | Inactive | KS-HK-S09-02 | KLIP-LOK 700 Roof Hook | 18 | 0
4.6025e+18 | D-IKPVKL700P-9 | D-PV Install Kit Klip-Lok 700 Portrait 9/R | Each | Solar PV | PV INSTALLATION KIT | Inactive | KS-HK-L21-02 | L Feet 21# with Bolt M8 x 25 and Nut | 18 | 180
4.6025e+18 | D-IKPVKL700P-9 | D-PV Install Kit Klip-Lok 700 Portrait 9/R | Each | Solar PV | PV INSTALLATION KIT | Inactive | KS-BR1-GC | GROUNDING CLIP | 16 | 80
4.6025e+18 | D-IKPVKL700P-9 | D-PV Install Kit Klip-Lok 700 Portrait 9/R | Each | Solar PV | PV INSTALLATION KIT | Inactive | EK-D | GROUNDING LUG, HIGH BALLAST | 2 | 0
4.6025e+18 | D-IKPVKL700P-10 | D-PV Install Kit Klip-Lok 700 Portrait 10/R | Each | Solar PV | PV INSTALLATION KIT | Inactive | SLR-R02-LIGHT | Rail SLR-R02-Light 5200MM | 5 | 900
4.6025e+18 | D-IKPVKL700P-10 | D-PV Install Kit Klip-Lok 700 Portrait 10/R | Each | Solar PV | PV INSTALLATION KIT | Inactive | SLR-RS-01-L-D | Rail Splice | 8 | 120
4.6025e+18 | D-IKPVKL700P-10 | D-PV Install Kit Klip-Lok 700 Portrait 10/R | Each | Solar PV | PV INSTALLATION KIT | Inactive | SLR-MC-30-D | MID CLAMP 30MM SLR-MC-30-D ( AL6005-T5 / SUS 304 ) | 18 | 90
4.6025e+18 | D-IKPVKL700P-10 | D-PV Install Kit Klip-Lok 700 Portrait 10/R | Each | Solar PV | PV INSTALLATION KIT | Inactive | SLR-EC-30-D | END CLAMP 30MM SLR-EC-30-D ( AL6005-T5 / SUS 304 ) | 4 | 20
4.6025e+18 | D-IKPVKL700P-10 | D-PV Install Kit Klip-Lok 700 Portrait 10/R | Each | Solar PV | PV INSTALLATION KIT | Inactive | KS-HK-S09-02 | KLIP-LOK 700 Roof Hook | 20 | 0
4.6025e+18 | D-IKPVKL700P-10 | D-PV Install Kit Klip-Lok 700 Portrait 10/R | Each | Solar PV | PV INSTALLATION KIT | Inactive | KS-HK-L21-02 | L Feet 21# with Bolt M8 x 25 and Nut | 20 | 200
4.6025e+18 | D-IKPVKL700P-10 | D-PV Install Kit Klip-Lok 700 Portrait 10/R | Each | Solar PV | PV INSTALLATION KIT | Inactive | KS-BR1-GC | GROUNDING CLIP | 18 | 90
4.6025e+18 | D-IKPVKL700P-10 | D-PV Install Kit Klip-Lok 700 Portrait 10/R | Each | Solar PV | PV INSTALLATION KIT | Inactive | EK-D | GROUNDING LUG, HIGH BALLAST | 2 | 0
4.6025e+18 | D-IKPVKL700L-1 | D-PV Install Kit Klip-Lok 700 Landscape 1/R | Each | Solar PV | PV INSTALLATION KIT | Inactive | SLR-R02-LIGHT | Rail SLR-R02-Light 5200MM | 1 | 180
4.6025e+18 | D-IKPVKL700L-1 | D-PV Install Kit Klip-Lok 700 Landscape 1/R | Each | Solar PV | PV INSTALLATION KIT | Inactive | SLR-EC-30-D | END CLAMP 30MM SLR-EC-30-D ( AL6005-T5 / SUS 304 ) | 4 | 20
4.6025e+18 | D-IKPVKL700L-1 | D-PV Install Kit Klip-Lok 700 Landscape 1/R | Each | Solar PV | PV INSTALLATION KIT | Inactive | SLR-MRH-32-D | KLIPLOCK #32 UNIVERSAL | 4 | 80
4.6025e+18 | D-IKPVKL700L-1 | D-PV Install Kit Klip-Lok 700 Landscape 1/R | Each | Solar PV | PV INSTALLATION KIT | Inactive | EK-D | GROUNDING LUG, HIGH BALLAST | 2 | 0
4.6025e+18 | D-IKPVKL700L-2 | D-PV Install Kit Klip-Lok 700 Landscape 2/R | Each | Solar PV | PV INSTALLATION KIT | Inactive | SLR-R02-LIGHT | Rail SLR-R02-Light 5200MM | 1 | 180
4.6025e+18 | D-IKPVKL700L-2 | D-PV Install Kit Klip-Lok 700 Landscape 2/R | Each | Solar PV | PV INSTALLATION KIT | Inactive | SLR-MC-30-D | MID CLAMP 30MM SLR-MC-30-D ( AL6005-T5 / SUS 304 ) | 2 | 10
4.6025e+18 | D-IKPVKL700L-2 | D-PV Install Kit Klip-Lok 700 Landscape 2/R | Each | Solar PV | PV INSTALLATION KIT | Inactive | SLR-EC-30-D | END CLAMP 30MM SLR-EC-30-D ( AL6005-T5 / SUS 304 ) | 4 | 20
4.6025e+18 | D-IKPVKL700L-2 | D-PV Install Kit Klip-Lok 700 Landscape 2/R | Each | Solar PV | PV INSTALLATION KIT | Inactive | SLR-MRH-32-D | KLIPLOCK #32 UNIVERSAL | 4 | 80
4.6025e+18 | D-IKPVKL700L-2 | D-PV Install Kit Klip-Lok 700 Landscape 2/R | Each | Solar PV | PV INSTALLATION KIT | Inactive | KS-BR1-GC | GROUNDING CLIP | 2 | 10
4.6025e+18 | D-IKPVKL700L-2 | D-PV Install Kit Klip-Lok 700 Landscape 2/R | Each | Solar PV | PV INSTALLATION KIT | Inactive | EK-D | GROUNDING LUG, HIGH BALLAST | 2 | 0
4.6025e+18 | D-IKPVKL700L-3 | D-PV Install Kit Klip-Lok 700 Landscape 3/R | Each | Solar PV | PV INSTALLATION KIT | Inactive | SLR-R02-LIGHT | Rail SLR-R02-Light 5200MM | 2 | 360
4.6025e+18 | D-IKPVKL700L-3 | D-PV Install Kit Klip-Lok 700 Landscape 3/R | Each | Solar PV | PV INSTALLATION KIT | Inactive | SLR-RS-01-L-D | Rail Splice | 2 | 30
4.6025e+18 | D-IKPVKL700L-3 | D-PV Install Kit Klip-Lok 700 Landscape 3/R | Each | Solar PV | PV INSTALLATION KIT | Inactive | SLR-MC-30-D | MID CLAMP 30MM SLR-MC-30-D ( AL6005-T5 / SUS 304 ) | 4 | 20
4.6025e+18 | D-IKPVKL700L-3 | D-PV Install Kit Klip-Lok 700 Landscape 3/R | Each | Solar PV | PV INSTALLATION KIT | Inactive | SLR-EC-30-D | END CLAMP 30MM SLR-EC-30-D ( AL6005-T5 / SUS 304 ) | 4 | 20
4.6025e+18 | D-IKPVKL700L-3 | D-PV Install Kit Klip-Lok 700 Landscape 3/R | Each | Solar PV | PV INSTALLATION KIT | Inactive | SLR-MRH-32-D | KLIPLOCK #32 UNIVERSAL | 6 | 120
4.6025e+18 | D-IKPVKL700L-3 | D-PV Install Kit Klip-Lok 700 Landscape 3/R | Each | Solar PV | PV INSTALLATION KIT | Inactive | KS-BR1-GC | GROUNDING CLIP | 4 | 20
4.6025e+18 | D-IKPVKL700L-3 | D-PV Install Kit Klip-Lok 700 Landscape 3/R | Each | Solar PV | PV INSTALLATION KIT | Inactive | EK-D | GROUNDING LUG, HIGH BALLAST | 2 | 0
4.6025e+18 | D-IKPVKL700L-4 | D-PV Install Kit Klip-Lok 700 Landscape 4/R | Each | Solar PV | PV INSTALLATION KIT | Inactive | SLR-R02-LIGHT | Rail SLR-R02-Light 5200MM | 2 | 360
4.6025e+18 | D-IKPVKL700L-4 | D-PV Install Kit Klip-Lok 700 Landscape 4/R | Each | Solar PV | PV INSTALLATION KIT | Inactive | SLR-RS-01-L-D | Rail Splice | 2 | 30
4.6025e+18 | D-IKPVKL700L-4 | D-PV Install Kit Klip-Lok 700 Landscape 4/R | Each | Solar PV | PV INSTALLATION KIT | Inactive | SLR-MC-30-D | MID CLAMP 30MM SLR-MC-30-D ( AL6005-T5 / SUS 304 ) | 6 | 30
4.6025e+18 | D-IKPVKL700L-4 | D-PV Install Kit Klip-Lok 700 Landscape 4/R | Each | Solar PV | PV INSTALLATION KIT | Inactive | SLR-EC-30-D | END CLAMP 30MM SLR-EC-30-D ( AL6005-T5 / SUS 304 ) | 4 | 20
4.6025e+18 | D-IKPVKL700L-4 | D-PV Install Kit Klip-Lok 700 Landscape 4/R | Each | Solar PV | PV INSTALLATION KIT | Inactive | SLR-MRH-32-D | KLIPLOCK #32 UNIVERSAL | 8 | 160
4.6025e+18 | D-IKPVKL700L-4 | D-PV Install Kit Klip-Lok 700 Landscape 4/R | Each | Solar PV | PV INSTALLATION KIT | Inactive | KS-BR1-GC | GROUNDING CLIP | 6 | 30
4.6025e+18 | D-IKPVKL700L-4 | D-PV Install Kit Klip-Lok 700 Landscape 4/R | Each | Solar PV | PV INSTALLATION KIT | Inactive | EK-D | GROUNDING LUG, HIGH BALLAST | 2 | 0
4.6025e+18 | D-IKPVKL700L-5 | D-PV Install Kit Klip-Lok 700 Landscape 5/R | Each | Solar PV | PV INSTALLATION KIT | Inactive | SLR-R02-LIGHT | Rail SLR-R02-Light 5200MM | 3 | 540
4.6025e+18 | D-IKPVKL700L-5 | D-PV Install Kit Klip-Lok 700 Landscape 5/R | Each | Solar PV | PV INSTALLATION KIT | Inactive | SLR-RS-01-L-D | Rail Splice | 4 | 60
4.6025e+18 | D-IKPVKL700L-5 | D-PV Install Kit Klip-Lok 700 Landscape 5/R | Each | Solar PV | PV INSTALLATION KIT | Inactive | SLR-MC-30-D | MID CLAMP 30MM SLR-MC-30-D ( AL6005-T5 / SUS 304 ) | 8 | 40
4.6025e+18 | D-IKPVKL700L-5 | D-PV Install Kit Klip-Lok 700 Landscape 5/R | Each | Solar PV | PV INSTALLATION KIT | Inactive | SLR-EC-30-D | END CLAMP 30MM SLR-EC-30-D ( AL6005-T5 / SUS 304 ) | 4 | 20
4.6025e+18 | D-IKPVKL700L-5 | D-PV Install Kit Klip-Lok 700 Landscape 5/R | Each | Solar PV | PV INSTALLATION KIT | Inactive | SLR-MRH-32-D | KLIPLOCK #32 UNIVERSAL | 10 | 200
4.6025e+18 | D-IKPVKL700L-5 | D-PV Install Kit Klip-Lok 700 Landscape 5/R | Each | Solar PV | PV INSTALLATION KIT | Inactive | KS-BR1-GC | GROUNDING CLIP | 8 | 40
4.6025e+18 | D-IKPVKL700L-5 | D-PV Install Kit Klip-Lok 700 Landscape 5/R | Each | Solar PV | PV INSTALLATION KIT | Inactive | EK-D | GROUNDING LUG, HIGH BALLAST | 2 | 0
4.6025e+18 | IKPVKL700L-6 | PV INSTALL KIT KLIP-LOK 700 LANDSCAPE 6/R | Each | Solar PV | PV INSTALLATION KIT | Inactive | SLR-R02-LIGHT | Rail SLR-R02-Light 5200MM | 3 | 540
4.6025e+18 | IKPVKL700L-6 | PV INSTALL KIT KLIP-LOK 700 LANDSCAPE 6/R | Each | Solar PV | PV INSTALLATION KIT | Inactive | SLR-RS-01-L-D | Rail Splice | 4 | 60
4.6025e+18 | IKPVKL700L-6 | PV INSTALL KIT KLIP-LOK 700 LANDSCAPE 6/R | Each | Solar PV | PV INSTALLATION KIT | Inactive | SLR-MC-30-D | MID CLAMP 30MM SLR-MC-30-D ( AL6005-T5 / SUS 304 ) | 10 | 50
4.6025e+18 | IKPVKL700L-6 | PV INSTALL KIT KLIP-LOK 700 LANDSCAPE 6/R | Each | Solar PV | PV INSTALLATION KIT | Inactive | SLR-EC-30-D | END CLAMP 30MM SLR-EC-30-D ( AL6005-T5 / SUS 304 ) | 4 | 20
4.6025e+18 | IKPVKL700L-6 | PV INSTALL KIT KLIP-LOK 700 LANDSCAPE 6/R | Each | Solar PV | PV INSTALLATION KIT | Inactive | SLR-MRH-32-D | KLIPLOCK #32 UNIVERSAL | 12 | 240
4.6025e+18 | IKPVKL700L-6 | PV INSTALL KIT KLIP-LOK 700 LANDSCAPE 6/R | Each | Solar PV | PV INSTALLATION KIT | Inactive | KS-BR1-GC | GROUNDING CLIP | 10 | 50
4.6025e+18 | IKPVKL700L-6 | PV INSTALL KIT KLIP-LOK 700 LANDSCAPE 6/R | Each | Solar PV | PV INSTALLATION KIT | Inactive | EK-D | GROUNDING LUG, HIGH BALLAST | 2 | 0
4.6025e+18 | D-IKPVKL700L-7 | D-PV INSTALL KIT KLIP-LOK 700 LANDSCAPE 7/R | Each | Solar PV | PV INSTALLATION KIT | Inactive | SLR-R02-LIGHT | Rail SLR-R02-Light 5200MM | 4 | 720
4.6025e+18 | D-IKPVKL700L-7 | D-PV INSTALL KIT KLIP-LOK 700 LANDSCAPE 7/R | Each | Solar PV | PV INSTALLATION KIT | Inactive | SLR-RS-01-L-D | Rail Splice | 6 | 90
4.6025e+18 | D-IKPVKL700L-7 | D-PV INSTALL KIT KLIP-LOK 700 LANDSCAPE 7/R | Each | Solar PV | PV INSTALLATION KIT | Inactive | SLR-MC-30-D | MID CLAMP 30MM SLR-MC-30-D ( AL6005-T5 / SUS 304 ) | 12 | 60
4.6025e+18 | D-IKPVKL700L-7 | D-PV INSTALL KIT KLIP-LOK 700 LANDSCAPE 7/R | Each | Solar PV | PV INSTALLATION KIT | Inactive | SLR-EC-30-D | END CLAMP 30MM SLR-EC-30-D ( AL6005-T5 / SUS 304 ) | 4 | 20
4.6025e+18 | D-IKPVKL700L-7 | D-PV INSTALL KIT KLIP-LOK 700 LANDSCAPE 7/R | Each | Solar PV | PV INSTALLATION KIT | Inactive | SLR-MRH-32-D | KLIPLOCK #32 UNIVERSAL | 14 | 280
4.6025e+18 | D-IKPVKL700L-7 | D-PV INSTALL KIT KLIP-LOK 700 LANDSCAPE 7/R | Each | Solar PV | PV INSTALLATION KIT | Inactive | KS-BR1-GC | GROUNDING CLIP | 12 | 60
4.6025e+18 | D-IKPVKL700L-7 | D-PV INSTALL KIT KLIP-LOK 700 LANDSCAPE 7/R | Each | Solar PV | PV INSTALLATION KIT | Inactive | EK-D | GROUNDING LUG, HIGH BALLAST | 2 | 0
4.6025e+18 | IKPVKL700L-8 | PV INSTALL KIT KLIP-LOK 700 LANDSCAPE 8/R | Each | Solar PV | PV INSTALLATION KIT | Inactive | SLR-R02-LIGHT | Rail SLR-R02-Light 5200MM | 4 | 720
4.6025e+18 | IKPVKL700L-8 | PV INSTALL KIT KLIP-LOK 700 LANDSCAPE 8/R | Each | Solar PV | PV INSTALLATION KIT | Inactive | SLR-RS-01-L-D | Rail Splice | 6 | 90
4.6025e+18 | IKPVKL700L-8 | PV INSTALL KIT KLIP-LOK 700 LANDSCAPE 8/R | Each | Solar PV | PV INSTALLATION KIT | Inactive | SLR-MC-30-D | MID CLAMP 30MM SLR-MC-30-D ( AL6005-T5 / SUS 304 ) | 14 | 70
4.6025e+18 | IKPVKL700L-8 | PV INSTALL KIT KLIP-LOK 700 LANDSCAPE 8/R | Each | Solar PV | PV INSTALLATION KIT | Inactive | SLR-EC-30-D | END CLAMP 30MM SLR-EC-30-D ( AL6005-T5 / SUS 304 ) | 4 | 20
4.6025e+18 | IKPVKL700L-8 | PV INSTALL KIT KLIP-LOK 700 LANDSCAPE 8/R | Each | Solar PV | PV INSTALLATION KIT | Inactive | SLR-MRH-32-D | KLIPLOCK #32 UNIVERSAL | 16 | 320
4.6025e+18 | IKPVKL700L-8 | PV INSTALL KIT KLIP-LOK 700 LANDSCAPE 8/R | Each | Solar PV | PV INSTALLATION KIT | Inactive | KS-BR1-GC | GROUNDING CLIP | 14 | 70
4.6025e+18 | IKPVKL700L-8 | PV INSTALL KIT KLIP-LOK 700 LANDSCAPE 8/R | Each | Solar PV | PV INSTALLATION KIT | Inactive | EK-D | GROUNDING LUG, HIGH BALLAST | 2 | 0
4.6025e+18 | D-IKPVKL700L-9 | D-PV INSTALL KIT KLIP-LOK 700 LANDSCAPE 9/R | Each | Solar PV | PV INSTALLATION KIT | Inactive | SLR-R02-LIGHT | Rail SLR-R02-Light 5200MM | 5 | 900
4.6025e+18 | D-IKPVKL700L-9 | D-PV INSTALL KIT KLIP-LOK 700 LANDSCAPE 9/R | Each | Solar PV | PV INSTALLATION KIT | Inactive | SLR-RS-01-L-D | Rail Splice | 8 | 120
4.6025e+18 | D-IKPVKL700L-9 | D-PV INSTALL KIT KLIP-LOK 700 LANDSCAPE 9/R | Each | Solar PV | PV INSTALLATION KIT | Inactive | SLR-MC-30-D | MID CLAMP 30MM SLR-MC-30-D ( AL6005-T5 / SUS 304 ) | 16 | 80
4.6025e+18 | D-IKPVKL700L-9 | D-PV INSTALL KIT KLIP-LOK 700 LANDSCAPE 9/R | Each | Solar PV | PV INSTALLATION KIT | Inactive | SLR-EC-30-D | END CLAMP 30MM SLR-EC-30-D ( AL6005-T5 / SUS 304 ) | 4 | 20
4.6025e+18 | D-IKPVKL700L-9 | D-PV INSTALL KIT KLIP-LOK 700 LANDSCAPE 9/R | Each | Solar PV | PV INSTALLATION KIT | Inactive | SLR-MRH-32-D | KLIPLOCK #32 UNIVERSAL | 18 | 360
4.6025e+18 | D-IKPVKL700L-9 | D-PV INSTALL KIT KLIP-LOK 700 LANDSCAPE 9/R | Each | Solar PV | PV INSTALLATION KIT | Inactive | KS-BR1-GC | GROUNDING CLIP | 16 | 80
4.6025e+18 | D-IKPVKL700L-9 | D-PV INSTALL KIT KLIP-LOK 700 LANDSCAPE 9/R | Each | Solar PV | PV INSTALLATION KIT | Inactive | EK-D | GROUNDING LUG, HIGH BALLAST | 2 | 0
4.6025e+18 | IKPVKL700L-10 | PV Install Kit Klip-Lok 700 Landscape 10/R | Each | Solar PV | PV INSTALLATION KIT | Inactive | SLR-R02-LIGHT | Rail SLR-R02-Light 5200MM | 5 | 900
4.6025e+18 | IKPVKL700L-10 | PV Install Kit Klip-Lok 700 Landscape 10/R | Each | Solar PV | PV INSTALLATION KIT | Inactive | SLR-RS-01-L-D | Rail Splice | 8 | 120
4.6025e+18 | IKPVKL700L-10 | PV Install Kit Klip-Lok 700 Landscape 10/R | Each | Solar PV | PV INSTALLATION KIT | Inactive | SLR-MC-30-D | MID CLAMP 30MM SLR-MC-30-D ( AL6005-T5 / SUS 304 ) | 18 | 90
4.6025e+18 | IKPVKL700L-10 | PV Install Kit Klip-Lok 700 Landscape 10/R | Each | Solar PV | PV INSTALLATION KIT | Inactive | SLR-EC-30-D | END CLAMP 30MM SLR-EC-30-D ( AL6005-T5 / SUS 304 ) | 4 | 20
4.6025e+18 | IKPVKL700L-10 | PV Install Kit Klip-Lok 700 Landscape 10/R | Each | Solar PV | PV INSTALLATION KIT | Inactive | SLR-MRH-32-D | KLIPLOCK #32 UNIVERSAL | 20 | 400
4.6025e+18 | IKPVKL700L-10 | PV Install Kit Klip-Lok 700 Landscape 10/R | Each | Solar PV | PV INSTALLATION KIT | Inactive | KS-BR1-GC | GROUNDING CLIP | 18 | 90
4.6025e+18 | IKPVKL700L-10 | PV Install Kit Klip-Lok 700 Landscape 10/R | Each | Solar PV | PV INSTALLATION KIT | Inactive | EK-D | GROUNDING LUG, HIGH BALLAST | 2 | 0
4.6025e+18 | IKPVSP-10 | PV Install Kit Shingle Portrait 10/R | Each | Solar PV | INSTALLATION KIT | Active | SLR-R02-LIGHT | Rail SLR-R02-Light 5200MM | 5 | 900
4.6025e+18 | IKPVSP-10 | PV Install Kit Shingle Portrait 10/R | Each | Solar PV | INSTALLATION KIT | Active | SLR-RS-01-L-D | Rail Splice | 8 | 120
4.6025e+18 | IKPVSP-10 | PV Install Kit Shingle Portrait 10/R | Each | Solar PV | INSTALLATION KIT | Active | SLR-MC-30-D | MID CLAMP 30MM SLR-MC-30-D ( AL6005-T5 / SUS 304 ) | 18 | 90
4.6025e+18 | IKPVSP-10 | PV Install Kit Shingle Portrait 10/R | Each | Solar PV | INSTALLATION KIT | Active | SLR-EC-30-D | END CLAMP 30MM SLR-EC-30-D ( AL6005-T5 / SUS 304 ) | 4 | 20
4.6025e+18 | IKPVSP-10 | PV Install Kit Shingle Portrait 10/R | Each | Solar PV | INSTALLATION KIT | Active | KS-HK-L21-WSD-M10300 | L Feet 21# with Hanger Bolt M10*300 | 20 | 0
4.6025e+18 | IKPVSP-10 | PV Install Kit Shingle Portrait 10/R | Each | Solar PV | INSTALLATION KIT | Active | KS-BR1-GC | GROUNDING CLIP | 18 | 90
4.6025e+18 | IKPVSP-10 | PV Install Kit Shingle Portrait 10/R | Each | Solar PV | INSTALLATION KIT | Active | EK-D | GROUNDING LUG, HIGH BALLAST | 2 | 0
4.6025e+18 | IKPVSP-9 | PV INSTALL KIT SHINGLE PORTRAIT 9/R | Each | Solar PV | INSTALLATION KIT | Active | SLR-R02-LIGHT | Rail SLR-R02-Light 5200MM | 5 | 900
4.6025e+18 | IKPVSP-9 | PV INSTALL KIT SHINGLE PORTRAIT 9/R | Each | Solar PV | INSTALLATION KIT | Active | SLR-RS-01-L-D | Rail Splice | 8 | 120
4.6025e+18 | IKPVSP-9 | PV INSTALL KIT SHINGLE PORTRAIT 9/R | Each | Solar PV | INSTALLATION KIT | Active | SLR-MC-30-D | MID CLAMP 30MM SLR-MC-30-D ( AL6005-T5 / SUS 304 ) | 16 | 80
4.6025e+18 | IKPVSP-9 | PV INSTALL KIT SHINGLE PORTRAIT 9/R | Each | Solar PV | INSTALLATION KIT | Active | SLR-EC-30-D | END CLAMP 30MM SLR-EC-30-D ( AL6005-T5 / SUS 304 ) | 4 | 20
4.6025e+18 | IKPVSP-9 | PV INSTALL KIT SHINGLE PORTRAIT 9/R | Each | Solar PV | INSTALLATION KIT | Active | KS-HK-L21-WSD-M10300 | L Feet 21# with Hanger Bolt M10*300 | 18 | 0
4.6025e+18 | IKPVSP-9 | PV INSTALL KIT SHINGLE PORTRAIT 9/R | Each | Solar PV | INSTALLATION KIT | Active | KS-BR1-GC | GROUNDING CLIP | 16 | 80
4.6025e+18 | IKPVSP-9 | PV INSTALL KIT SHINGLE PORTRAIT 9/R | Each | Solar PV | INSTALLATION KIT | Active | EK-D | GROUNDING LUG, HIGH BALLAST | 2 | 0
4.6025e+18 | D-IKPVSP-8 | D-PV INSTALL KIT SHINGLE PORTRAIT 8/R | Each | Solar PV | INSTALLATION KIT | Active | SLR-R02-LIGHT | Rail SLR-R02-Light 5200MM | 4 | 720
4.6025e+18 | D-IKPVSP-8 | D-PV INSTALL KIT SHINGLE PORTRAIT 8/R | Each | Solar PV | INSTALLATION KIT | Active | SLR-RS-01-L-D | Rail Splice | 6 | 90
4.6025e+18 | D-IKPVSP-8 | D-PV INSTALL KIT SHINGLE PORTRAIT 8/R | Each | Solar PV | INSTALLATION KIT | Active | SLR-MC-30-D | MID CLAMP 30MM SLR-MC-30-D ( AL6005-T5 / SUS 304 ) | 14 | 70
4.6025e+18 | D-IKPVSP-8 | D-PV INSTALL KIT SHINGLE PORTRAIT 8/R | Each | Solar PV | INSTALLATION KIT | Active | SLR-EC-30-D | END CLAMP 30MM SLR-EC-30-D ( AL6005-T5 / SUS 304 ) | 4 | 20
4.6025e+18 | D-IKPVSP-8 | D-PV INSTALL KIT SHINGLE PORTRAIT 8/R | Each | Solar PV | INSTALLATION KIT | Active | KS-HK-L21-WSD-M10300 | L Feet 21# with Hanger Bolt M10*300 | 16 | 0
4.6025e+18 | D-IKPVSP-8 | D-PV INSTALL KIT SHINGLE PORTRAIT 8/R | Each | Solar PV | INSTALLATION KIT | Active | KS-BR1-GC | GROUNDING CLIP | 14 | 70
4.6025e+18 | D-IKPVSP-8 | D-PV INSTALL KIT SHINGLE PORTRAIT 8/R | Each | Solar PV | INSTALLATION KIT | Active | EK-D | GROUNDING LUG, HIGH BALLAST | 2 | 0
4.6025e+18 | IKPVSP-7 | PV INSTALL KIT SHINGLE PORTRAIT 7/R | Each | Solar PV | INSTALLATION KIT | Active | SLR-R02-LIGHT | Rail SLR-R02-Light 5200MM | 4 | 720
4.6025e+18 | IKPVSP-7 | PV INSTALL KIT SHINGLE PORTRAIT 7/R | Each | Solar PV | INSTALLATION KIT | Active | SLR-RS-01-L-D | Rail Splice | 6 | 90
4.6025e+18 | IKPVSP-7 | PV INSTALL KIT SHINGLE PORTRAIT 7/R | Each | Solar PV | INSTALLATION KIT | Active | SLR-MC-30-D | MID CLAMP 30MM SLR-MC-30-D ( AL6005-T5 / SUS 304 ) | 12 | 60
4.6025e+18 | IKPVSP-7 | PV INSTALL KIT SHINGLE PORTRAIT 7/R | Each | Solar PV | INSTALLATION KIT | Active | SLR-EC-30-D | END CLAMP 30MM SLR-EC-30-D ( AL6005-T5 / SUS 304 ) | 4 | 20
4.6025e+18 | IKPVSP-7 | PV INSTALL KIT SHINGLE PORTRAIT 7/R | Each | Solar PV | INSTALLATION KIT | Active | KS-HK-L21-WSD-M10300 | L Feet 21# with Hanger Bolt M10*300 | 14 | 0
4.6025e+18 | IKPVSP-7 | PV INSTALL KIT SHINGLE PORTRAIT 7/R | Each | Solar PV | INSTALLATION KIT | Active | KS-BR1-GC | GROUNDING CLIP | 12 | 60
4.6025e+18 | IKPVSP-7 | PV INSTALL KIT SHINGLE PORTRAIT 7/R | Each | Solar PV | INSTALLATION KIT | Active | EK-D | GROUNDING LUG, HIGH BALLAST | 2 | 0
4.6025e+18 | D-IKPVSP-6 | D-PV INSTALL KIT SHINGLE PORTRAIT 6/R | Each | Solar PV | INSTALLATION KIT | Active | SLR-R02-LIGHT | Rail SLR-R02-Light 5200MM | 3 | 540
4.6025e+18 | D-IKPVSP-6 | D-PV INSTALL KIT SHINGLE PORTRAIT 6/R | Each | Solar PV | INSTALLATION KIT | Active | SLR-RS-01-L-D | Rail Splice | 4 | 60
4.6025e+18 | D-IKPVSP-6 | D-PV INSTALL KIT SHINGLE PORTRAIT 6/R | Each | Solar PV | INSTALLATION KIT | Active | SLR-MC-30-D | MID CLAMP 30MM SLR-MC-30-D ( AL6005-T5 / SUS 304 ) | 10 | 50
4.6025e+18 | D-IKPVSP-6 | D-PV INSTALL KIT SHINGLE PORTRAIT 6/R | Each | Solar PV | INSTALLATION KIT | Active | SLR-EC-30-D | END CLAMP 30MM SLR-EC-30-D ( AL6005-T5 / SUS 304 ) | 4 | 20
4.6025e+18 | D-IKPVSP-6 | D-PV INSTALL KIT SHINGLE PORTRAIT 6/R | Each | Solar PV | INSTALLATION KIT | Active | KS-HK-L21-WSD-M10300 | L Feet 21# with Hanger Bolt M10*300 | 12 | 0
4.6025e+18 | D-IKPVSP-6 | D-PV INSTALL KIT SHINGLE PORTRAIT 6/R | Each | Solar PV | INSTALLATION KIT | Active | KS-BR1-GC | GROUNDING CLIP | 10 | 50
4.6025e+18 | D-IKPVSP-6 | D-PV INSTALL KIT SHINGLE PORTRAIT 6/R | Each | Solar PV | INSTALLATION KIT | Active | EK-D | GROUNDING LUG, HIGH BALLAST | 2 | 0
4.6025e+18 | IKPVSP-5 | PV Install Kit Shingle Portrait 5/R | Each | Solar PV | INSTALLATION KIT | Active | SLR-R02-LIGHT | Rail SLR-R02-Light 5200MM | 3 | 540
4.6025e+18 | IKPVSP-5 | PV Install Kit Shingle Portrait 5/R | Each | Solar PV | INSTALLATION KIT | Active | SLR-RS-01-L-D | Rail Splice | 4 | 60
4.6025e+18 | IKPVSP-5 | PV Install Kit Shingle Portrait 5/R | Each | Solar PV | INSTALLATION KIT | Active | SLR-MC-30-D | MID CLAMP 30MM SLR-MC-30-D ( AL6005-T5 / SUS 304 ) | 8 | 40
4.6025e+18 | IKPVSP-5 | PV Install Kit Shingle Portrait 5/R | Each | Solar PV | INSTALLATION KIT | Active | SLR-EC-30-D | END CLAMP 30MM SLR-EC-30-D ( AL6005-T5 / SUS 304 ) | 4 | 20
4.6025e+18 | IKPVSP-5 | PV Install Kit Shingle Portrait 5/R | Each | Solar PV | INSTALLATION KIT | Active | KS-HK-L21-WSD-M10300 | L Feet 21# with Hanger Bolt M10*300 | 10 | 0
4.6025e+18 | IKPVSP-5 | PV Install Kit Shingle Portrait 5/R | Each | Solar PV | INSTALLATION KIT | Active | KS-BR1-GC | GROUNDING CLIP | 8 | 40
4.6025e+18 | IKPVSP-5 | PV Install Kit Shingle Portrait 5/R | Each | Solar PV | INSTALLATION KIT | Active | EK-D | GROUNDING LUG, HIGH BALLAST | 2 | 0
4.6025e+18 | D-IKPVSP-4 | D-PV Install Kit Shingle Portrait 4/R | Each | Solar PV | INSTALLATION KIT | Active | SLR-R02-LIGHT | Rail SLR-R02-Light 5200MM | 2 | 360
4.6025e+18 | D-IKPVSP-4 | D-PV Install Kit Shingle Portrait 4/R | Each | Solar PV | INSTALLATION KIT | Active | SLR-RS-01-L-D | Rail Splice | 2 | 30
4.6025e+18 | D-IKPVSP-4 | D-PV Install Kit Shingle Portrait 4/R | Each | Solar PV | INSTALLATION KIT | Active | SLR-MC-30-D | MID CLAMP 30MM SLR-MC-30-D ( AL6005-T5 / SUS 304 ) | 6 | 30
4.6025e+18 | D-IKPVSP-4 | D-PV Install Kit Shingle Portrait 4/R | Each | Solar PV | INSTALLATION KIT | Active | SLR-EC-30-D | END CLAMP 30MM SLR-EC-30-D ( AL6005-T5 / SUS 304 ) | 4 | 20
4.6025e+18 | D-IKPVSP-4 | D-PV Install Kit Shingle Portrait 4/R | Each | Solar PV | INSTALLATION KIT | Active | KS-HK-L21-WSD-M10300 | L Feet 21# with Hanger Bolt M10*300 | 8 | 0
4.6025e+18 | D-IKPVSP-4 | D-PV Install Kit Shingle Portrait 4/R | Each | Solar PV | INSTALLATION KIT | Active | KS-BR1-GC | GROUNDING CLIP | 6 | 30
4.6025e+18 | D-IKPVSP-4 | D-PV Install Kit Shingle Portrait 4/R | Each | Solar PV | INSTALLATION KIT | Active | EK-D | GROUNDING LUG, HIGH BALLAST | 2 | 0
4.6025e+18 | IKPVSP-3 | PV Install Kit Shingle Portrait 3/R | Each | Solar PV | INSTALLATION KIT | Active | SLR-R02-LIGHT | Rail SLR-R02-Light 5200MM | 2 | 360
4.6025e+18 | IKPVSP-3 | PV Install Kit Shingle Portrait 3/R | Each | Solar PV | INSTALLATION KIT | Active | SLR-RS-01-L-D | Rail Splice | 2 | 30
4.6025e+18 | IKPVSP-3 | PV Install Kit Shingle Portrait 3/R | Each | Solar PV | INSTALLATION KIT | Active | SLR-MC-30-D | MID CLAMP 30MM SLR-MC-30-D ( AL6005-T5 / SUS 304 ) | 4 | 20
4.6025e+18 | IKPVSP-3 | PV Install Kit Shingle Portrait 3/R | Each | Solar PV | INSTALLATION KIT | Active | SLR-EC-30-D | END CLAMP 30MM SLR-EC-30-D ( AL6005-T5 / SUS 304 ) | 4 | 20
4.6025e+18 | IKPVSP-3 | PV Install Kit Shingle Portrait 3/R | Each | Solar PV | INSTALLATION KIT | Active | KS-HK-L21-WSD-M10300 | L Feet 21# with Hanger Bolt M10*300 | 6 | 0
4.6025e+18 | IKPVSP-3 | PV Install Kit Shingle Portrait 3/R | Each | Solar PV | INSTALLATION KIT | Active | KS-BR1-GC | GROUNDING CLIP | 4 | 20
4.6025e+18 | IKPVSP-3 | PV Install Kit Shingle Portrait 3/R | Each | Solar PV | INSTALLATION KIT | Active | EK-D | GROUNDING LUG, HIGH BALLAST | 2 | 0
4.6025e+18 | D-IKPVSP-2 | D-PV Install Kit Shingle Portrait 2/R | Each | Solar PV | INSTALLATION KIT | Active | SLR-R02-LIGHT | Rail SLR-R02-Light 5200MM | 1 | 180
4.6025e+18 | D-IKPVSP-2 | D-PV Install Kit Shingle Portrait 2/R | Each | Solar PV | INSTALLATION KIT | Active | SLR-MC-30-D | MID CLAMP 30MM SLR-MC-30-D ( AL6005-T5 / SUS 304 ) | 2 | 10
4.6025e+18 | D-IKPVSP-2 | D-PV Install Kit Shingle Portrait 2/R | Each | Solar PV | INSTALLATION KIT | Active | SLR-EC-30-D | END CLAMP 30MM SLR-EC-30-D ( AL6005-T5 / SUS 304 ) | 4 | 20
4.6025e+18 | D-IKPVSP-2 | D-PV Install Kit Shingle Portrait 2/R | Each | Solar PV | INSTALLATION KIT | Active | KS-HK-L21-WSD-M10300 | L Feet 21# with Hanger Bolt M10*300 | 4 | 0
4.6025e+18 | D-IKPVSP-2 | D-PV Install Kit Shingle Portrait 2/R | Each | Solar PV | INSTALLATION KIT | Active | KS-BR1-GC | GROUNDING CLIP | 2 | 10
4.6025e+18 | D-IKPVSP-2 | D-PV Install Kit Shingle Portrait 2/R | Each | Solar PV | INSTALLATION KIT | Active | EK-D | GROUNDING LUG, HIGH BALLAST | 2 | 0
4.6025e+18 | IKPVSP-1 | PV INSTALL KIT SHINGLE PORTRAIT 1/R | Each | Solar PV | INSTALLATION KIT | Active | SLR-R02-LIGHT | Rail SLR-R02-Light 5200MM | 1 | 180
4.6025e+18 | IKPVSP-1 | PV INSTALL KIT SHINGLE PORTRAIT 1/R | Each | Solar PV | INSTALLATION KIT | Active | SLR-EC-30-D | END CLAMP 30MM SLR-EC-30-D ( AL6005-T5 / SUS 304 ) | 4 | 20
4.6025e+18 | IKPVSP-1 | PV INSTALL KIT SHINGLE PORTRAIT 1/R | Each | Solar PV | INSTALLATION KIT | Active | KS-HK-L21-WSD-M10300 | L Feet 21# with Hanger Bolt M10*300 | 4 | 0
4.6025e+18 | IKPVSP-1 | PV INSTALL KIT SHINGLE PORTRAIT 1/R | Each | Solar PV | INSTALLATION KIT | Active | EK-D | GROUNDING LUG, HIGH BALLAST | 2 | 0
4.6025e+18 | IKPVSL-10 | PV Install Kit Shingle Landscape 10/R | Each | Solar PV | INSTALLATION KIT | Active | SLR-R02-LIGHT | Rail SLR-R02-Light 5200MM | 5 | 900
4.6025e+18 | IKPVSL-10 | PV Install Kit Shingle Landscape 10/R | Each | Solar PV | INSTALLATION KIT | Active | SLR-RS-01-L-D | Rail Splice | 8 | 120
4.6025e+18 | IKPVSL-10 | PV Install Kit Shingle Landscape 10/R | Each | Solar PV | INSTALLATION KIT | Active | SLR-MC-30-D | MID CLAMP 30MM SLR-MC-30-D ( AL6005-T5 / SUS 304 ) | 18 | 90
4.6025e+18 | IKPVSL-10 | PV Install Kit Shingle Landscape 10/R | Each | Solar PV | INSTALLATION KIT | Active | SLR-EC-30-D | END CLAMP 30MM SLR-EC-30-D ( AL6005-T5 / SUS 304 ) | 4 | 20
4.6025e+18 | IKPVSL-10 | PV Install Kit Shingle Landscape 10/R | Each | Solar PV | INSTALLATION KIT | Active | KS-HK-L21-WSD-M10300 | L Feet 21# with Hanger Bolt M10*300 | 24 | 0
4.6025e+18 | IKPVSL-10 | PV Install Kit Shingle Landscape 10/R | Each | Solar PV | INSTALLATION KIT | Active | KS-BR1-GC | GROUNDING CLIP | 18 | 90
4.6025e+18 | IKPVSL-10 | PV Install Kit Shingle Landscape 10/R | Each | Solar PV | INSTALLATION KIT | Active | EK-D | GROUNDING LUG, HIGH BALLAST | 2 | 0
4.6025e+18 | IKPVSL-9 | PV INSTALL KIT SHINGLE LANDSCAPE 9/R | Each | Solar PV | INSTALLATION KIT | Active | SLR-R02-LIGHT | Rail SLR-R02-Light 5200MM | 5 | 900
4.6025e+18 | IKPVSL-9 | PV INSTALL KIT SHINGLE LANDSCAPE 9/R | Each | Solar PV | INSTALLATION KIT | Active | SLR-RS-01-L-D | Rail Splice | 8 | 120
4.6025e+18 | IKPVSL-9 | PV INSTALL KIT SHINGLE LANDSCAPE 9/R | Each | Solar PV | INSTALLATION KIT | Active | SLR-MC-30-D | MID CLAMP 30MM SLR-MC-30-D ( AL6005-T5 / SUS 304 ) | 16 | 80
4.6025e+18 | IKPVSL-9 | PV INSTALL KIT SHINGLE LANDSCAPE 9/R | Each | Solar PV | INSTALLATION KIT | Active | SLR-EC-30-D | END CLAMP 30MM SLR-EC-30-D ( AL6005-T5 / SUS 304 ) | 4 | 20
4.6025e+18 | IKPVSL-9 | PV INSTALL KIT SHINGLE LANDSCAPE 9/R | Each | Solar PV | INSTALLATION KIT | Active | KS-HK-L21-WSD-M10300 | L Feet 21# with Hanger Bolt M10*300 | 22 | 0
4.6025e+18 | IKPVSL-9 | PV INSTALL KIT SHINGLE LANDSCAPE 9/R | Each | Solar PV | INSTALLATION KIT | Active | KS-BR1-GC | GROUNDING CLIP | 16 | 80
4.6025e+18 | IKPVSL-9 | PV INSTALL KIT SHINGLE LANDSCAPE 9/R | Each | Solar PV | INSTALLATION KIT | Active | EK-D | GROUNDING LUG, HIGH BALLAST | 2 | 0
4.6025e+18 | IKPVSL-8 | PV INSTALL KIT SHINGLE LANDSCAPE 8/R | Each | Solar PV | INSTALLATION KIT | Active | SLR-R02-LIGHT | Rail SLR-R02-Light 5200MM | 4 | 720
4.6025e+18 | IKPVSL-8 | PV INSTALL KIT SHINGLE LANDSCAPE 8/R | Each | Solar PV | INSTALLATION KIT | Active | SLR-RS-01-L-D | Rail Splice | 6 | 90
4.6025e+18 | IKPVSL-8 | PV INSTALL KIT SHINGLE LANDSCAPE 8/R | Each | Solar PV | INSTALLATION KIT | Active | SLR-MC-30-D | MID CLAMP 30MM SLR-MC-30-D ( AL6005-T5 / SUS 304 ) | 14 | 70
4.6025e+18 | IKPVSL-8 | PV INSTALL KIT SHINGLE LANDSCAPE 8/R | Each | Solar PV | INSTALLATION KIT | Active | SLR-EC-30-D | END CLAMP 30MM SLR-EC-30-D ( AL6005-T5 / SUS 304 ) | 4 | 20
4.6025e+18 | IKPVSL-8 | PV INSTALL KIT SHINGLE LANDSCAPE 8/R | Each | Solar PV | INSTALLATION KIT | Active | KS-HK-L21-WSD-M10300 | L Feet 21# with Hanger Bolt M10*300 | 20 | 0
4.6025e+18 | IKPVSL-8 | PV INSTALL KIT SHINGLE LANDSCAPE 8/R | Each | Solar PV | INSTALLATION KIT | Active | KS-BR1-GC | GROUNDING CLIP | 14 | 70
4.6025e+18 | IKPVSL-8 | PV INSTALL KIT SHINGLE LANDSCAPE 8/R | Each | Solar PV | INSTALLATION KIT | Active | EK-D | GROUNDING LUG, HIGH BALLAST | 2 | 0
4.6025e+18 | IKPVSL-7 | PV INSTALL KIT SHINGLE LANDSCAPE 7/R | Each | Solar PV | INSTALLATION KIT | Active | SLR-R02-LIGHT | Rail SLR-R02-Light 5200MM | 4 | 720
4.6025e+18 | IKPVSL-7 | PV INSTALL KIT SHINGLE LANDSCAPE 7/R | Each | Solar PV | INSTALLATION KIT | Active | SLR-RS-01-L-D | Rail Splice | 6 | 90
4.6025e+18 | IKPVSL-7 | PV INSTALL KIT SHINGLE LANDSCAPE 7/R | Each | Solar PV | INSTALLATION KIT | Active | SLR-MC-30-D | MID CLAMP 30MM SLR-MC-30-D ( AL6005-T5 / SUS 304 ) | 12 | 60
4.6025e+18 | IKPVSL-7 | PV INSTALL KIT SHINGLE LANDSCAPE 7/R | Each | Solar PV | INSTALLATION KIT | Active | SLR-EC-30-D | END CLAMP 30MM SLR-EC-30-D ( AL6005-T5 / SUS 304 ) | 4 | 20
4.6025e+18 | IKPVSL-7 | PV INSTALL KIT SHINGLE LANDSCAPE 7/R | Each | Solar PV | INSTALLATION KIT | Active | KS-HK-L21-WSD-M10300 | L Feet 21# with Hanger Bolt M10*300 | 18 | 0
4.6025e+18 | IKPVSL-7 | PV INSTALL KIT SHINGLE LANDSCAPE 7/R | Each | Solar PV | INSTALLATION KIT | Active | KS-BR1-GC | GROUNDING CLIP | 12 | 60
4.6025e+18 | IKPVSL-7 | PV INSTALL KIT SHINGLE LANDSCAPE 7/R | Each | Solar PV | INSTALLATION KIT | Active | EK-D | GROUNDING LUG, HIGH BALLAST | 2 | 0
4.6025e+18 | IKPVSL-6 | PV INSTALL KIT SHINGLE LANDSCAPE 6/R | Each | Solar PV | INSTALLATION KIT | Active | SLR-R02-LIGHT | Rail SLR-R02-Light 5200MM | 3 | 540
4.6025e+18 | IKPVSL-6 | PV INSTALL KIT SHINGLE LANDSCAPE 6/R | Each | Solar PV | INSTALLATION KIT | Active | SLR-RS-01-L-D | Rail Splice | 4 | 60
4.6025e+18 | IKPVSL-6 | PV INSTALL KIT SHINGLE LANDSCAPE 6/R | Each | Solar PV | INSTALLATION KIT | Active | SLR-MC-30-D | MID CLAMP 30MM SLR-MC-30-D ( AL6005-T5 / SUS 304 ) | 10 | 50
4.6025e+18 | IKPVSL-6 | PV INSTALL KIT SHINGLE LANDSCAPE 6/R | Each | Solar PV | INSTALLATION KIT | Active | SLR-EC-30-D | END CLAMP 30MM SLR-EC-30-D ( AL6005-T5 / SUS 304 ) | 4 | 20
4.6025e+18 | IKPVSL-6 | PV INSTALL KIT SHINGLE LANDSCAPE 6/R | Each | Solar PV | INSTALLATION KIT | Active | KS-HK-L21-WSD-M10300 | L Feet 21# with Hanger Bolt M10*300 | 16 | 0
4.6025e+18 | IKPVSL-6 | PV INSTALL KIT SHINGLE LANDSCAPE 6/R | Each | Solar PV | INSTALLATION KIT | Active | KS-BR1-GC | GROUNDING CLIP | 10 | 50
4.6025e+18 | IKPVSL-6 | PV INSTALL KIT SHINGLE LANDSCAPE 6/R | Each | Solar PV | INSTALLATION KIT | Active | EK-D | GROUNDING LUG, HIGH BALLAST | 2 | 0
4.6025e+18 | IKPVSL-5 | PV INSTALL KIT SHINGLE LANDSCAPE 5/R | Each | Solar PV | INSTALLATION KIT | Active | SLR-R02-LIGHT | Rail SLR-R02-Light 5200MM | 3 | 540
4.6025e+18 | IKPVSL-5 | PV INSTALL KIT SHINGLE LANDSCAPE 5/R | Each | Solar PV | INSTALLATION KIT | Active | SLR-RS-01-L-D | Rail Splice | 4 | 60
4.6025e+18 | IKPVSL-5 | PV INSTALL KIT SHINGLE LANDSCAPE 5/R | Each | Solar PV | INSTALLATION KIT | Active | SLR-MC-30-D | MID CLAMP 30MM SLR-MC-30-D ( AL6005-T5 / SUS 304 ) | 8 | 40
4.6025e+18 | IKPVSL-5 | PV INSTALL KIT SHINGLE LANDSCAPE 5/R | Each | Solar PV | INSTALLATION KIT | Active | SLR-EC-30-D | END CLAMP 30MM SLR-EC-30-D ( AL6005-T5 / SUS 304 ) | 4 | 20
4.6025e+18 | IKPVSL-5 | PV INSTALL KIT SHINGLE LANDSCAPE 5/R | Each | Solar PV | INSTALLATION KIT | Active | KS-HK-L21-WSD-M10300 | L Feet 21# with Hanger Bolt M10*300 | 14 | 0
4.6025e+18 | IKPVSL-5 | PV INSTALL KIT SHINGLE LANDSCAPE 5/R | Each | Solar PV | INSTALLATION KIT | Active | KS-BR1-GC | GROUNDING CLIP | 8 | 40
4.6025e+18 | IKPVSL-5 | PV INSTALL KIT SHINGLE LANDSCAPE 5/R | Each | Solar PV | INSTALLATION KIT | Active | EK-D | GROUNDING LUG, HIGH BALLAST | 2 | 0
4.6025e+18 | IKPVSL-4 | PV Install Kit Shingle Landscape 4/R | Each | Solar PV | INSTALLATION KIT | Active | SLR-R02-LIGHT | Rail SLR-R02-Light 5200MM | 2 | 360
4.6025e+18 | IKPVSL-4 | PV Install Kit Shingle Landscape 4/R | Each | Solar PV | INSTALLATION KIT | Active | SLR-RS-01-L-D | Rail Splice | 2 | 30
4.6025e+18 | IKPVSL-4 | PV Install Kit Shingle Landscape 4/R | Each | Solar PV | INSTALLATION KIT | Active | SLR-MC-30-D | MID CLAMP 30MM SLR-MC-30-D ( AL6005-T5 / SUS 304 ) | 6 | 30
4.6025e+18 | IKPVSL-4 | PV Install Kit Shingle Landscape 4/R | Each | Solar PV | INSTALLATION KIT | Active | SLR-EC-30-D | END CLAMP 30MM SLR-EC-30-D ( AL6005-T5 / SUS 304 ) | 4 | 20
4.6025e+18 | IKPVSL-4 | PV Install Kit Shingle Landscape 4/R | Each | Solar PV | INSTALLATION KIT | Active | KS-HK-L21-WSD-M10300 | L Feet 21# with Hanger Bolt M10*300 | 12 | 0
4.6025e+18 | IKPVSL-4 | PV Install Kit Shingle Landscape 4/R | Each | Solar PV | INSTALLATION KIT | Active | KS-BR1-GC | GROUNDING CLIP | 6 | 30
4.6025e+18 | IKPVSL-4 | PV Install Kit Shingle Landscape 4/R | Each | Solar PV | INSTALLATION KIT | Active | EK-D | GROUNDING LUG, HIGH BALLAST | 2 | 0
4.6025e+18 | IKPVSL-3 | PV INSTALL KIT SHINGLE LANDSCAPE 3/R | Each | Solar PV | INSTALLATION KIT | Active | SLR-R02-LIGHT | Rail SLR-R02-Light 5200MM | 2 | 360
4.6025e+18 | IKPVSL-3 | PV INSTALL KIT SHINGLE LANDSCAPE 3/R | Each | Solar PV | INSTALLATION KIT | Active | SLR-RS-01-L-D | Rail Splice | 2 | 30
4.6025e+18 | IKPVSL-3 | PV INSTALL KIT SHINGLE LANDSCAPE 3/R | Each | Solar PV | INSTALLATION KIT | Active | SLR-MC-30-D | MID CLAMP 30MM SLR-MC-30-D ( AL6005-T5 / SUS 304 ) | 4 | 20
4.6025e+18 | IKPVSL-3 | PV INSTALL KIT SHINGLE LANDSCAPE 3/R | Each | Solar PV | INSTALLATION KIT | Active | SLR-EC-30-D | END CLAMP 30MM SLR-EC-30-D ( AL6005-T5 / SUS 304 ) | 4 | 20
4.6025e+18 | IKPVSL-3 | PV INSTALL KIT SHINGLE LANDSCAPE 3/R | Each | Solar PV | INSTALLATION KIT | Active | KS-HK-L21-WSD-M10300 | L Feet 21# with Hanger Bolt M10*300 | 10 | 0
4.6025e+18 | IKPVSL-3 | PV INSTALL KIT SHINGLE LANDSCAPE 3/R | Each | Solar PV | INSTALLATION KIT | Active | KS-BR1-GC | GROUNDING CLIP | 4 | 20
4.6025e+18 | IKPVSL-3 | PV INSTALL KIT SHINGLE LANDSCAPE 3/R | Each | Solar PV | INSTALLATION KIT | Active | EK-D | GROUNDING LUG, HIGH BALLAST | 2 | 0
4.6025e+18 | D-IKPVSL-2 | D-PV Install Kit Shingle Landscape 2/R | Each | Solar PV | INSTALLATION KIT | Active | SLR-R02-LIGHT | Rail SLR-R02-Light 5200MM | 1 | 180
4.6025e+18 | D-IKPVSL-2 | D-PV Install Kit Shingle Landscape 2/R | Each | Solar PV | INSTALLATION KIT | Active | SLR-MC-30-D | MID CLAMP 30MM SLR-MC-30-D ( AL6005-T5 / SUS 304 ) | 2 | 10
4.6025e+18 | D-IKPVSL-2 | D-PV Install Kit Shingle Landscape 2/R | Each | Solar PV | INSTALLATION KIT | Active | SLR-EC-30-D | END CLAMP 30MM SLR-EC-30-D ( AL6005-T5 / SUS 304 ) | 4 | 20
4.6025e+18 | D-IKPVSL-2 | D-PV Install Kit Shingle Landscape 2/R | Each | Solar PV | INSTALLATION KIT | Active | KS-HK-L21-WSD-M10300 | L Feet 21# with Hanger Bolt M10*300 | 8 | 0
4.6025e+18 | D-IKPVSL-2 | D-PV Install Kit Shingle Landscape 2/R | Each | Solar PV | INSTALLATION KIT | Active | KS-BR1-GC | GROUNDING CLIP | 2 | 10
4.6025e+18 | D-IKPVSL-2 | D-PV Install Kit Shingle Landscape 2/R | Each | Solar PV | INSTALLATION KIT | Active | EK-D | GROUNDING LUG, HIGH BALLAST | 2 | 0
4.6025e+18 | D-IKPVSL-1 | D-PV Install Kit Shingle Landscape 1/R | Each | Solar PV | INSTALLATION KIT | Active | SLR-R02-LIGHT | Rail SLR-R02-Light 5200MM | 1 | 180
4.6025e+18 | D-IKPVSL-1 | D-PV Install Kit Shingle Landscape 1/R | Each | Solar PV | INSTALLATION KIT | Active | SLR-EC-30-D | END CLAMP 30MM SLR-EC-30-D ( AL6005-T5 / SUS 304 ) | 4 | 20
4.6025e+18 | D-IKPVSL-1 | D-PV Install Kit Shingle Landscape 1/R | Each | Solar PV | INSTALLATION KIT | Active | KS-HK-L21-WSD-M10300 | L Feet 21# with Hanger Bolt M10*300 | 8 | 0
4.6025e+18 | D-IKPVSL-1 | D-PV Install Kit Shingle Landscape 1/R | Each | Solar PV | INSTALLATION KIT | Active | EK-D | GROUNDING LUG, HIGH BALLAST | 2 | 0
4.6025e+18 | IKPVSSP-10 | PV INSTALL KIT STANDING SEAM PORTRAIT 10/R | Each | Solar PV | INSTALLATION KIT | Active | SLR-R02-LIGHT | Rail SLR-R02-Light 5200MM | 5 | 900
4.6025e+18 | IKPVSSP-10 | PV INSTALL KIT STANDING SEAM PORTRAIT 10/R | Each | Solar PV | INSTALLATION KIT | Active | SLR-RS-01-L-D | Rail Splice | 8 | 120
4.6025e+18 | IKPVSSP-10 | PV INSTALL KIT STANDING SEAM PORTRAIT 10/R | Each | Solar PV | INSTALLATION KIT | Active | SLR-MC-30-D | MID CLAMP 30MM SLR-MC-30-D ( AL6005-T5 / SUS 304 ) | 18 | 90
4.6025e+18 | IKPVSSP-10 | PV INSTALL KIT STANDING SEAM PORTRAIT 10/R | Each | Solar PV | INSTALLATION KIT | Active | SLR-EC-30-D | END CLAMP 30MM SLR-EC-30-D ( AL6005-T5 / SUS 304 ) | 4 | 20
4.6025e+18 | IKPVSSP-10 | PV INSTALL KIT STANDING SEAM PORTRAIT 10/R | Each | Solar PV | INSTALLATION KIT | Active | SLR-MRH-32-D | KLIPLOCK #32 UNIVERSAL | 20 | 400
4.6025e+18 | IKPVSSP-10 | PV INSTALL KIT STANDING SEAM PORTRAIT 10/R | Each | Solar PV | INSTALLATION KIT | Active | KS-HK-L21-02 | L Feet 21# with Bolt M8 x 25 and Nut | 20 | 200
4.6025e+18 | IKPVSSP-10 | PV INSTALL KIT STANDING SEAM PORTRAIT 10/R | Each | Solar PV | INSTALLATION KIT | Active | KS-BR1-GC | GROUNDING CLIP | 18 | 90
4.6025e+18 | IKPVSSP-10 | PV INSTALL KIT STANDING SEAM PORTRAIT 10/R | Each | Solar PV | INSTALLATION KIT | Active | EK-D | GROUNDING LUG, HIGH BALLAST | 2 | 0
4.6025e+18 | IKPVSSP-9 | PV INSTALL KIT STANDING SEAM PORTRAIT 9/R | Each | Solar PV | INSTALLATION KIT | Active | SLR-R02-LIGHT | Rail SLR-R02-Light 5200MM | 5 | 900
4.6025e+18 | IKPVSSP-9 | PV INSTALL KIT STANDING SEAM PORTRAIT 9/R | Each | Solar PV | INSTALLATION KIT | Active | SLR-RS-01-L-D | Rail Splice | 8 | 120
4.6025e+18 | IKPVSSP-9 | PV INSTALL KIT STANDING SEAM PORTRAIT 9/R | Each | Solar PV | INSTALLATION KIT | Active | SLR-MC-30-D | MID CLAMP 30MM SLR-MC-30-D ( AL6005-T5 / SUS 304 ) | 16 | 80
4.6025e+18 | IKPVSSP-9 | PV INSTALL KIT STANDING SEAM PORTRAIT 9/R | Each | Solar PV | INSTALLATION KIT | Active | SLR-EC-30-D | END CLAMP 30MM SLR-EC-30-D ( AL6005-T5 / SUS 304 ) | 4 | 20
4.6025e+18 | IKPVSSP-9 | PV INSTALL KIT STANDING SEAM PORTRAIT 9/R | Each | Solar PV | INSTALLATION KIT | Active | SLR-MRH-32-D | KLIPLOCK #32 UNIVERSAL | 18 | 360
4.6025e+18 | IKPVSSP-9 | PV INSTALL KIT STANDING SEAM PORTRAIT 9/R | Each | Solar PV | INSTALLATION KIT | Active | KS-HK-L21-02 | L Feet 21# with Bolt M8 x 25 and Nut | 18 | 180
4.6025e+18 | IKPVSSP-9 | PV INSTALL KIT STANDING SEAM PORTRAIT 9/R | Each | Solar PV | INSTALLATION KIT | Active | KS-BR1-GC | GROUNDING CLIP | 16 | 80
4.6025e+18 | IKPVSSP-9 | PV INSTALL KIT STANDING SEAM PORTRAIT 9/R | Each | Solar PV | INSTALLATION KIT | Active | EK-D | GROUNDING LUG, HIGH BALLAST | 2 | 0
4.6025e+18 | D-IKPVSSP-8 | D-PV INSTALL KIT STANDING SEAM PORTRAIT 8/R | Each | Solar PV | INSTALLATION KIT | Active | SLR-R02-LIGHT | Rail SLR-R02-Light 5200MM | 4 | 720
4.6025e+18 | D-IKPVSSP-8 | D-PV INSTALL KIT STANDING SEAM PORTRAIT 8/R | Each | Solar PV | INSTALLATION KIT | Active | SLR-RS-01-L-D | Rail Splice | 6 | 90
4.6025e+18 | D-IKPVSSP-8 | D-PV INSTALL KIT STANDING SEAM PORTRAIT 8/R | Each | Solar PV | INSTALLATION KIT | Active | SLR-MC-30-D | MID CLAMP 30MM SLR-MC-30-D ( AL6005-T5 / SUS 304 ) | 14 | 70
4.6025e+18 | D-IKPVSSP-8 | D-PV INSTALL KIT STANDING SEAM PORTRAIT 8/R | Each | Solar PV | INSTALLATION KIT | Active | SLR-EC-30-D | END CLAMP 30MM SLR-EC-30-D ( AL6005-T5 / SUS 304 ) | 4 | 20
4.6025e+18 | D-IKPVSSP-8 | D-PV INSTALL KIT STANDING SEAM PORTRAIT 8/R | Each | Solar PV | INSTALLATION KIT | Active | SLR-MRH-32-D | KLIPLOCK #32 UNIVERSAL | 16 | 320
4.6025e+18 | D-IKPVSSP-8 | D-PV INSTALL KIT STANDING SEAM PORTRAIT 8/R | Each | Solar PV | INSTALLATION KIT | Active | KS-HK-L21-02 | L Feet 21# with Bolt M8 x 25 and Nut | 16 | 160
4.6025e+18 | D-IKPVSSP-8 | D-PV INSTALL KIT STANDING SEAM PORTRAIT 8/R | Each | Solar PV | INSTALLATION KIT | Active | KS-BR1-GC | GROUNDING CLIP | 14 | 70
4.6025e+18 | D-IKPVSSP-8 | D-PV INSTALL KIT STANDING SEAM PORTRAIT 8/R | Each | Solar PV | INSTALLATION KIT | Active | EK-D | GROUNDING LUG, HIGH BALLAST | 2 | 0
4.6025e+18 | IKPVSSP-7 | PV INSTALL KIT STANDING SEAM PORTRAIT 7/R | Each | Solar PV | INSTALLATION KIT | Active | SLR-R02-LIGHT | Rail SLR-R02-Light 5200MM | 4 | 720
4.6025e+18 | IKPVSSP-7 | PV INSTALL KIT STANDING SEAM PORTRAIT 7/R | Each | Solar PV | INSTALLATION KIT | Active | SLR-RS-01-L-D | Rail Splice | 6 | 90
4.6025e+18 | IKPVSSP-7 | PV INSTALL KIT STANDING SEAM PORTRAIT 7/R | Each | Solar PV | INSTALLATION KIT | Active | SLR-MC-30-D | MID CLAMP 30MM SLR-MC-30-D ( AL6005-T5 / SUS 304 ) | 12 | 60
4.6025e+18 | IKPVSSP-7 | PV INSTALL KIT STANDING SEAM PORTRAIT 7/R | Each | Solar PV | INSTALLATION KIT | Active | SLR-EC-30-D | END CLAMP 30MM SLR-EC-30-D ( AL6005-T5 / SUS 304 ) | 4 | 20
4.6025e+18 | IKPVSSP-7 | PV INSTALL KIT STANDING SEAM PORTRAIT 7/R | Each | Solar PV | INSTALLATION KIT | Active | SLR-MRH-32-D | KLIPLOCK #32 UNIVERSAL | 14 | 280
4.6025e+18 | IKPVSSP-7 | PV INSTALL KIT STANDING SEAM PORTRAIT 7/R | Each | Solar PV | INSTALLATION KIT | Active | KS-HK-L21-02 | L Feet 21# with Bolt M8 x 25 and Nut | 14 | 140
4.6025e+18 | IKPVSSP-7 | PV INSTALL KIT STANDING SEAM PORTRAIT 7/R | Each | Solar PV | INSTALLATION KIT | Active | KS-BR1-GC | GROUNDING CLIP | 12 | 60
4.6025e+18 | IKPVSSP-7 | PV INSTALL KIT STANDING SEAM PORTRAIT 7/R | Each | Solar PV | INSTALLATION KIT | Active | EK-D | GROUNDING LUG, HIGH BALLAST | 2 | 0
4.6025e+18 | D-IKPVSSP-6 | D-PV INSTALL KIT STANDING SEAM PORTRAIT 6/R | Each | Solar PV | INSTALLATION KIT | Active | SLR-R02-LIGHT | Rail SLR-R02-Light 5200MM | 3 | 540
4.6025e+18 | D-IKPVSSP-6 | D-PV INSTALL KIT STANDING SEAM PORTRAIT 6/R | Each | Solar PV | INSTALLATION KIT | Active | SLR-RS-01-L-D | Rail Splice | 4 | 60
4.6025e+18 | D-IKPVSSP-6 | D-PV INSTALL KIT STANDING SEAM PORTRAIT 6/R | Each | Solar PV | INSTALLATION KIT | Active | SLR-MC-30-D | MID CLAMP 30MM SLR-MC-30-D ( AL6005-T5 / SUS 304 ) | 10 | 50
4.6025e+18 | D-IKPVSSP-6 | D-PV INSTALL KIT STANDING SEAM PORTRAIT 6/R | Each | Solar PV | INSTALLATION KIT | Active | SLR-EC-30-D | END CLAMP 30MM SLR-EC-30-D ( AL6005-T5 / SUS 304 ) | 4 | 20
4.6025e+18 | D-IKPVSSP-6 | D-PV INSTALL KIT STANDING SEAM PORTRAIT 6/R | Each | Solar PV | INSTALLATION KIT | Active | SLR-MRH-32-D | KLIPLOCK #32 UNIVERSAL | 12 | 240
4.6025e+18 | D-IKPVSSP-6 | D-PV INSTALL KIT STANDING SEAM PORTRAIT 6/R | Each | Solar PV | INSTALLATION KIT | Active | KS-HK-L21-02 | L Feet 21# with Bolt M8 x 25 and Nut | 12 | 120
4.6025e+18 | D-IKPVSSP-6 | D-PV INSTALL KIT STANDING SEAM PORTRAIT 6/R | Each | Solar PV | INSTALLATION KIT | Active | KS-BR1-GC | GROUNDING CLIP | 10 | 50
4.6025e+18 | D-IKPVSSP-6 | D-PV INSTALL KIT STANDING SEAM PORTRAIT 6/R | Each | Solar PV | INSTALLATION KIT | Active | EK-D | GROUNDING LUG, HIGH BALLAST | 2 | 0
4.6025e+18 | D-IKPVSSP-5 | D-PV Install Kit Standing Seam Portrait 5/R | Each | Solar PV | INSTALLATION KIT | Active | SLR-R02-LIGHT | Rail SLR-R02-Light 5200MM | 3 | 540
4.6025e+18 | D-IKPVSSP-5 | D-PV Install Kit Standing Seam Portrait 5/R | Each | Solar PV | INSTALLATION KIT | Active | SLR-RS-01-L-D | Rail Splice | 4 | 60
4.6025e+18 | D-IKPVSSP-5 | D-PV Install Kit Standing Seam Portrait 5/R | Each | Solar PV | INSTALLATION KIT | Active | SLR-MC-30-D | MID CLAMP 30MM SLR-MC-30-D ( AL6005-T5 / SUS 304 ) | 8 | 40
4.6025e+18 | D-IKPVSSP-5 | D-PV Install Kit Standing Seam Portrait 5/R | Each | Solar PV | INSTALLATION KIT | Active | SLR-EC-30-D | END CLAMP 30MM SLR-EC-30-D ( AL6005-T5 / SUS 304 ) | 4 | 20
4.6025e+18 | D-IKPVSSP-5 | D-PV Install Kit Standing Seam Portrait 5/R | Each | Solar PV | INSTALLATION KIT | Active | SLR-MRH-32-D | KLIPLOCK #32 UNIVERSAL | 10 | 200
4.6025e+18 | D-IKPVSSP-5 | D-PV Install Kit Standing Seam Portrait 5/R | Each | Solar PV | INSTALLATION KIT | Active | KS-HK-L21-02 | L Feet 21# with Bolt M8 x 25 and Nut | 10 | 100
4.6025e+18 | D-IKPVSSP-5 | D-PV Install Kit Standing Seam Portrait 5/R | Each | Solar PV | INSTALLATION KIT | Active | KS-BR1-GC | GROUNDING CLIP | 8 | 40
4.6025e+18 | D-IKPVSSP-5 | D-PV Install Kit Standing Seam Portrait 5/R | Each | Solar PV | INSTALLATION KIT | Active | EK-D | GROUNDING LUG, HIGH BALLAST | 2 | 0
4.6025e+18 | IKPVSSP-4 | PV Install Kit Standing Seam Portrait 4/R | Each | Solar PV | INSTALLATION KIT | Active | SLR-R02-LIGHT | Rail SLR-R02-Light 5200MM | 2 | 360
4.6025e+18 | IKPVSSP-4 | PV Install Kit Standing Seam Portrait 4/R | Each | Solar PV | INSTALLATION KIT | Active | SLR-RS-01-L-D | Rail Splice | 2 | 30
4.6025e+18 | IKPVSSP-4 | PV Install Kit Standing Seam Portrait 4/R | Each | Solar PV | INSTALLATION KIT | Active | SLR-MC-30-D | MID CLAMP 30MM SLR-MC-30-D ( AL6005-T5 / SUS 304 ) | 6 | 30
4.6025e+18 | IKPVSSP-4 | PV Install Kit Standing Seam Portrait 4/R | Each | Solar PV | INSTALLATION KIT | Active | SLR-EC-30-D | END CLAMP 30MM SLR-EC-30-D ( AL6005-T5 / SUS 304 ) | 4 | 20
4.6025e+18 | IKPVSSP-4 | PV Install Kit Standing Seam Portrait 4/R | Each | Solar PV | INSTALLATION KIT | Active | SLR-MRH-32-D | KLIPLOCK #32 UNIVERSAL | 8 | 160
4.6025e+18 | IKPVSSP-4 | PV Install Kit Standing Seam Portrait 4/R | Each | Solar PV | INSTALLATION KIT | Active | KS-HK-L21-02 | L Feet 21# with Bolt M8 x 25 and Nut | 8 | 80
4.6025e+18 | IKPVSSP-4 | PV Install Kit Standing Seam Portrait 4/R | Each | Solar PV | INSTALLATION KIT | Active | KS-BR1-GC | GROUNDING CLIP | 6 | 30
4.6025e+18 | IKPVSSP-4 | PV Install Kit Standing Seam Portrait 4/R | Each | Solar PV | INSTALLATION KIT | Active | EK-D | GROUNDING LUG, HIGH BALLAST | 2 | 0
4.6025e+18 | D-IKPVSSP-3 | D-PV Install Kit Standing Seam Portrait 3/R | Each | Solar PV | INSTALLATION KIT | Active | SLR-R02-LIGHT | Rail SLR-R02-Light 5200MM | 2 | 360
4.6025e+18 | D-IKPVSSP-3 | D-PV Install Kit Standing Seam Portrait 3/R | Each | Solar PV | INSTALLATION KIT | Active | SLR-RS-01-L-D | Rail Splice | 2 | 30
4.6025e+18 | D-IKPVSSP-3 | D-PV Install Kit Standing Seam Portrait 3/R | Each | Solar PV | INSTALLATION KIT | Active | SLR-MC-30-D | MID CLAMP 30MM SLR-MC-30-D ( AL6005-T5 / SUS 304 ) | 4 | 20
4.6025e+18 | D-IKPVSSP-3 | D-PV Install Kit Standing Seam Portrait 3/R | Each | Solar PV | INSTALLATION KIT | Active | SLR-EC-30-D | END CLAMP 30MM SLR-EC-30-D ( AL6005-T5 / SUS 304 ) | 4 | 20
4.6025e+18 | D-IKPVSSP-3 | D-PV Install Kit Standing Seam Portrait 3/R | Each | Solar PV | INSTALLATION KIT | Active | SLR-MRH-32-D | KLIPLOCK #32 UNIVERSAL | 6 | 120
4.6025e+18 | D-IKPVSSP-3 | D-PV Install Kit Standing Seam Portrait 3/R | Each | Solar PV | INSTALLATION KIT | Active | KS-HK-L21-02 | L Feet 21# with Bolt M8 x 25 and Nut | 6 | 60
4.6025e+18 | D-IKPVSSP-3 | D-PV Install Kit Standing Seam Portrait 3/R | Each | Solar PV | INSTALLATION KIT | Active | KS-BR1-GC | GROUNDING CLIP | 4 | 20
4.6025e+18 | D-IKPVSSP-3 | D-PV Install Kit Standing Seam Portrait 3/R | Each | Solar PV | INSTALLATION KIT | Active | EK-D | GROUNDING LUG, HIGH BALLAST | 2 | 0
4.6025e+18 | D-IKPVSSP-2 | D-PV Install Kit Standing Seam Portrait 2/R | Each | Solar PV | INSTALLATION KIT | Active | SLR-R02-LIGHT | Rail SLR-R02-Light 5200MM | 1 | 180
4.6025e+18 | D-IKPVSSP-2 | D-PV Install Kit Standing Seam Portrait 2/R | Each | Solar PV | INSTALLATION KIT | Active | SLR-MC-30-D | MID CLAMP 30MM SLR-MC-30-D ( AL6005-T5 / SUS 304 ) | 2 | 10
4.6025e+18 | D-IKPVSSP-2 | D-PV Install Kit Standing Seam Portrait 2/R | Each | Solar PV | INSTALLATION KIT | Active | SLR-EC-30-D | END CLAMP 30MM SLR-EC-30-D ( AL6005-T5 / SUS 304 ) | 4 | 20
4.6025e+18 | D-IKPVSSP-2 | D-PV Install Kit Standing Seam Portrait 2/R | Each | Solar PV | INSTALLATION KIT | Active | SLR-MRH-32-D | KLIPLOCK #32 UNIVERSAL | 4 | 80
4.6025e+18 | D-IKPVSSP-2 | D-PV Install Kit Standing Seam Portrait 2/R | Each | Solar PV | INSTALLATION KIT | Active | KS-HK-L21-02 | L Feet 21# with Bolt M8 x 25 and Nut | 4 | 40
4.6025e+18 | D-IKPVSSP-2 | D-PV Install Kit Standing Seam Portrait 2/R | Each | Solar PV | INSTALLATION KIT | Active | KS-BR1-GC | GROUNDING CLIP | 2 | 10
4.6025e+18 | D-IKPVSSP-2 | D-PV Install Kit Standing Seam Portrait 2/R | Each | Solar PV | INSTALLATION KIT | Active | EK-D | GROUNDING LUG, HIGH BALLAST | 2 | 0
4.6025e+18 | IKPVSSP-1 | PV Install Kit Standing Seam Portrait 1/R | Each | Solar PV | INSTALLATION KIT | Active | SLR-R02-LIGHT | Rail SLR-R02-Light 5200MM | 1 | 180
4.6025e+18 | IKPVSSP-1 | PV Install Kit Standing Seam Portrait 1/R | Each | Solar PV | INSTALLATION KIT | Active | SLR-EC-30-D | END CLAMP 30MM SLR-EC-30-D ( AL6005-T5 / SUS 304 ) | 4 | 20
4.6025e+18 | IKPVSSP-1 | PV Install Kit Standing Seam Portrait 1/R | Each | Solar PV | INSTALLATION KIT | Active | SLR-MRH-32-D | KLIPLOCK #32 UNIVERSAL | 4 | 80
4.6025e+18 | IKPVSSP-1 | PV Install Kit Standing Seam Portrait 1/R | Each | Solar PV | INSTALLATION KIT | Active | KS-HK-L21-02 | L Feet 21# with Bolt M8 x 25 and Nut | 4 | 40
4.6025e+18 | IKPVSSP-1 | PV Install Kit Standing Seam Portrait 1/R | Each | Solar PV | INSTALLATION KIT | Active | EK-D | GROUNDING LUG, HIGH BALLAST | 2 | 0
4.6025e+18 | IKPVSSL-1 | PV INSTALL KIT STANDING SEAM LANDSCAPE 1/R | Each | Solar PV | INSTALLATION KIT | Active | SLR-R02-LIGHT | Rail SLR-R02-Light 5200MM | 1 | 180
4.6025e+18 | IKPVSSL-1 | PV INSTALL KIT STANDING SEAM LANDSCAPE 1/R | Each | Solar PV | INSTALLATION KIT | Active | SLR-EC-30-D | END CLAMP 30MM SLR-EC-30-D ( AL6005-T5 / SUS 304 ) | 4 | 20
4.6025e+18 | IKPVSSL-1 | PV INSTALL KIT STANDING SEAM LANDSCAPE 1/R | Each | Solar PV | INSTALLATION KIT | Active | SLR-MRH-32-D | KLIPLOCK #32 UNIVERSAL | 4 | 80
4.6025e+18 | IKPVSSL-1 | PV INSTALL KIT STANDING SEAM LANDSCAPE 1/R | Each | Solar PV | INSTALLATION KIT | Active | KS-HK-L21-02 | L Feet 21# with Bolt M8 x 25 and Nut | 4 | 40
4.6025e+18 | IKPVSSL-1 | PV INSTALL KIT STANDING SEAM LANDSCAPE 1/R | Each | Solar PV | INSTALLATION KIT | Active | EK-D | GROUNDING LUG, HIGH BALLAST | 2 | 0
4.6025e+18 | IKPVSSL-10 | PV INSTALL KIT STANDING SEAM LANDSCAPE 10/R | Each | Solar PV | INSTALLATION KIT | Active | SLR-R02-LIGHT | Rail SLR-R02-Light 5200MM | 5 | 900
4.6025e+18 | IKPVSSL-10 | PV INSTALL KIT STANDING SEAM LANDSCAPE 10/R | Each | Solar PV | INSTALLATION KIT | Active | SLR-RS-01-L-D | Rail Splice | 8 | 120
4.6025e+18 | IKPVSSL-10 | PV INSTALL KIT STANDING SEAM LANDSCAPE 10/R | Each | Solar PV | INSTALLATION KIT | Active | SLR-MC-30-D | MID CLAMP 30MM SLR-MC-30-D ( AL6005-T5 / SUS 304 ) | 18 | 90
4.6025e+18 | IKPVSSL-10 | PV INSTALL KIT STANDING SEAM LANDSCAPE 10/R | Each | Solar PV | INSTALLATION KIT | Active | SLR-EC-30-D | END CLAMP 30MM SLR-EC-30-D ( AL6005-T5 / SUS 304 ) | 4 | 20
4.6025e+18 | IKPVSSL-10 | PV INSTALL KIT STANDING SEAM LANDSCAPE 10/R | Each | Solar PV | INSTALLATION KIT | Active | SLR-MRH-32-D | KLIPLOCK #32 UNIVERSAL | 20 | 400
4.6025e+18 | IKPVSSL-10 | PV INSTALL KIT STANDING SEAM LANDSCAPE 10/R | Each | Solar PV | INSTALLATION KIT | Active | KS-HK-L21-02 | L Feet 21# with Bolt M8 x 25 and Nut | 20 | 200
4.6025e+18 | IKPVSSL-10 | PV INSTALL KIT STANDING SEAM LANDSCAPE 10/R | Each | Solar PV | INSTALLATION KIT | Active | KS-BR1-GC | GROUNDING CLIP | 18 | 90
4.6025e+18 | IKPVSSL-10 | PV INSTALL KIT STANDING SEAM LANDSCAPE 10/R | Each | Solar PV | INSTALLATION KIT | Active | EK-D | GROUNDING LUG, HIGH BALLAST | 2 | 0
4.6025e+18 | IKPVSSL-9 | PV INSTALL KIT STANDING SEAM LANDSCAPE 9/R | Each | Solar PV | INSTALLATION KIT | Active | SLR-R02-LIGHT | Rail SLR-R02-Light 5200MM | 5 | 900
4.6025e+18 | IKPVSSL-9 | PV INSTALL KIT STANDING SEAM LANDSCAPE 9/R | Each | Solar PV | INSTALLATION KIT | Active | SLR-RS-01-L-D | Rail Splice | 8 | 120
4.6025e+18 | IKPVSSL-9 | PV INSTALL KIT STANDING SEAM LANDSCAPE 9/R | Each | Solar PV | INSTALLATION KIT | Active | SLR-MC-30-D | MID CLAMP 30MM SLR-MC-30-D ( AL6005-T5 / SUS 304 ) | 16 | 80
4.6025e+18 | IKPVSSL-9 | PV INSTALL KIT STANDING SEAM LANDSCAPE 9/R | Each | Solar PV | INSTALLATION KIT | Active | SLR-EC-30-D | END CLAMP 30MM SLR-EC-30-D ( AL6005-T5 / SUS 304 ) | 4 | 20
4.6025e+18 | IKPVSSL-9 | PV INSTALL KIT STANDING SEAM LANDSCAPE 9/R | Each | Solar PV | INSTALLATION KIT | Active | SLR-MRH-32-D | KLIPLOCK #32 UNIVERSAL | 18 | 360
4.6025e+18 | IKPVSSL-9 | PV INSTALL KIT STANDING SEAM LANDSCAPE 9/R | Each | Solar PV | INSTALLATION KIT | Active | KS-HK-L21-02 | L Feet 21# with Bolt M8 x 25 and Nut | 18 | 180
4.6025e+18 | IKPVSSL-9 | PV INSTALL KIT STANDING SEAM LANDSCAPE 9/R | Each | Solar PV | INSTALLATION KIT | Active | KS-BR1-GC | GROUNDING CLIP | 16 | 80
4.6025e+18 | IKPVSSL-9 | PV INSTALL KIT STANDING SEAM LANDSCAPE 9/R | Each | Solar PV | INSTALLATION KIT | Active | EK-D | GROUNDING LUG, HIGH BALLAST | 2 | 0
4.6025e+18 | IKPVSSL-8 | PV INSTALL KIT STANDING SEAM LANDSCAPE 8/R | Each | Solar PV | INSTALLATION KIT | Active | SLR-R02-LIGHT | Rail SLR-R02-Light 5200MM | 4 | 720
4.6025e+18 | IKPVSSL-8 | PV INSTALL KIT STANDING SEAM LANDSCAPE 8/R | Each | Solar PV | INSTALLATION KIT | Active | SLR-RS-01-L-D | Rail Splice | 6 | 90
4.6025e+18 | IKPVSSL-8 | PV INSTALL KIT STANDING SEAM LANDSCAPE 8/R | Each | Solar PV | INSTALLATION KIT | Active | SLR-MC-30-D | MID CLAMP 30MM SLR-MC-30-D ( AL6005-T5 / SUS 304 ) | 14 | 70
4.6025e+18 | IKPVSSL-8 | PV INSTALL KIT STANDING SEAM LANDSCAPE 8/R | Each | Solar PV | INSTALLATION KIT | Active | SLR-EC-30-D | END CLAMP 30MM SLR-EC-30-D ( AL6005-T5 / SUS 304 ) | 4 | 20
4.6025e+18 | IKPVSSL-8 | PV INSTALL KIT STANDING SEAM LANDSCAPE 8/R | Each | Solar PV | INSTALLATION KIT | Active | SLR-MRH-32-D | KLIPLOCK #32 UNIVERSAL | 16 | 320
4.6025e+18 | IKPVSSL-8 | PV INSTALL KIT STANDING SEAM LANDSCAPE 8/R | Each | Solar PV | INSTALLATION KIT | Active | KS-HK-L21-02 | L Feet 21# with Bolt M8 x 25 and Nut | 16 | 160
4.6025e+18 | IKPVSSL-8 | PV INSTALL KIT STANDING SEAM LANDSCAPE 8/R | Each | Solar PV | INSTALLATION KIT | Active | KS-BR1-GC | GROUNDING CLIP | 14 | 70
4.6025e+18 | IKPVSSL-8 | PV INSTALL KIT STANDING SEAM LANDSCAPE 8/R | Each | Solar PV | INSTALLATION KIT | Active | EK-D | GROUNDING LUG, HIGH BALLAST | 2 | 0
4.6025e+18 | IKPVSSL-7 | PV INSTALL KIT STANDING SEAM LANDSCAPE 7/R | Each | Solar PV | INSTALLATION KIT | Active | SLR-R02-LIGHT | Rail SLR-R02-Light 5200MM | 4 | 720
4.6025e+18 | IKPVSSL-7 | PV INSTALL KIT STANDING SEAM LANDSCAPE 7/R | Each | Solar PV | INSTALLATION KIT | Active | SLR-RS-01-L-D | Rail Splice | 6 | 90
4.6025e+18 | IKPVSSL-7 | PV INSTALL KIT STANDING SEAM LANDSCAPE 7/R | Each | Solar PV | INSTALLATION KIT | Active | SLR-MC-30-D | MID CLAMP 30MM SLR-MC-30-D ( AL6005-T5 / SUS 304 ) | 12 | 60
4.6025e+18 | IKPVSSL-7 | PV INSTALL KIT STANDING SEAM LANDSCAPE 7/R | Each | Solar PV | INSTALLATION KIT | Active | SLR-EC-30-D | END CLAMP 30MM SLR-EC-30-D ( AL6005-T5 / SUS 304 ) | 4 | 20
4.6025e+18 | IKPVSSL-7 | PV INSTALL KIT STANDING SEAM LANDSCAPE 7/R | Each | Solar PV | INSTALLATION KIT | Active | SLR-MRH-32-D | KLIPLOCK #32 UNIVERSAL | 14 | 280
4.6025e+18 | IKPVSSL-7 | PV INSTALL KIT STANDING SEAM LANDSCAPE 7/R | Each | Solar PV | INSTALLATION KIT | Active | KS-HK-L21-02 | L Feet 21# with Bolt M8 x 25 and Nut | 14 | 140
4.6025e+18 | IKPVSSL-7 | PV INSTALL KIT STANDING SEAM LANDSCAPE 7/R | Each | Solar PV | INSTALLATION KIT | Active | KS-BR1-GC | GROUNDING CLIP | 12 | 60
4.6025e+18 | IKPVSSL-7 | PV INSTALL KIT STANDING SEAM LANDSCAPE 7/R | Each | Solar PV | INSTALLATION KIT | Active | EK-D | GROUNDING LUG, HIGH BALLAST | 2 | 0
4.6025e+18 | IKPVSSL-6 | PV INSTALL KIT STANDING SEAM LANDSCAPE 6/R | Each | Solar PV | INSTALLATION KIT | Active | SLR-R02-LIGHT | Rail SLR-R02-Light 5200MM | 3 | 540
4.6025e+18 | IKPVSSL-6 | PV INSTALL KIT STANDING SEAM LANDSCAPE 6/R | Each | Solar PV | INSTALLATION KIT | Active | SLR-RS-01-L-D | Rail Splice | 4 | 60
4.6025e+18 | IKPVSSL-6 | PV INSTALL KIT STANDING SEAM LANDSCAPE 6/R | Each | Solar PV | INSTALLATION KIT | Active | SLR-MC-30-D | MID CLAMP 30MM SLR-MC-30-D ( AL6005-T5 / SUS 304 ) | 10 | 50
4.6025e+18 | IKPVSSL-6 | PV INSTALL KIT STANDING SEAM LANDSCAPE 6/R | Each | Solar PV | INSTALLATION KIT | Active | SLR-EC-30-D | END CLAMP 30MM SLR-EC-30-D ( AL6005-T5 / SUS 304 ) | 4 | 20
4.6025e+18 | IKPVSSL-6 | PV INSTALL KIT STANDING SEAM LANDSCAPE 6/R | Each | Solar PV | INSTALLATION KIT | Active | SLR-MRH-32-D | KLIPLOCK #32 UNIVERSAL | 12 | 240
4.6025e+18 | IKPVSSL-6 | PV INSTALL KIT STANDING SEAM LANDSCAPE 6/R | Each | Solar PV | INSTALLATION KIT | Active | KS-HK-L21-02 | L Feet 21# with Bolt M8 x 25 and Nut | 12 | 120
4.6025e+18 | IKPVSSL-6 | PV INSTALL KIT STANDING SEAM LANDSCAPE 6/R | Each | Solar PV | INSTALLATION KIT | Active | KS-BR1-GC | GROUNDING CLIP | 10 | 50
4.6025e+18 | IKPVSSL-6 | PV INSTALL KIT STANDING SEAM LANDSCAPE 6/R | Each | Solar PV | INSTALLATION KIT | Active | EK-D | GROUNDING LUG, HIGH BALLAST | 2 | 0
4.6025e+18 | IKPVSSL-5 | PV Install Kit Standing Seam Landscape 5/R | Each | Solar PV | INSTALLATION KIT | Active | SLR-R02-LIGHT | Rail SLR-R02-Light 5200MM | 3 | 540
4.6025e+18 | IKPVSSL-5 | PV Install Kit Standing Seam Landscape 5/R | Each | Solar PV | INSTALLATION KIT | Active | SLR-RS-01-L-D | Rail Splice | 4 | 60
4.6025e+18 | IKPVSSL-5 | PV Install Kit Standing Seam Landscape 5/R | Each | Solar PV | INSTALLATION KIT | Active | SLR-MC-30-D | MID CLAMP 30MM SLR-MC-30-D ( AL6005-T5 / SUS 304 ) | 8 | 40
4.6025e+18 | IKPVSSL-5 | PV Install Kit Standing Seam Landscape 5/R | Each | Solar PV | INSTALLATION KIT | Active | SLR-EC-30-D | END CLAMP 30MM SLR-EC-30-D ( AL6005-T5 / SUS 304 ) | 4 | 20
4.6025e+18 | IKPVSSL-5 | PV Install Kit Standing Seam Landscape 5/R | Each | Solar PV | INSTALLATION KIT | Active | SLR-MRH-32-D | KLIPLOCK #32 UNIVERSAL | 10 | 200
4.6025e+18 | IKPVSSL-5 | PV Install Kit Standing Seam Landscape 5/R | Each | Solar PV | INSTALLATION KIT | Active | KS-HK-L21-02 | L Feet 21# with Bolt M8 x 25 and Nut | 10 | 100
4.6025e+18 | IKPVSSL-5 | PV Install Kit Standing Seam Landscape 5/R | Each | Solar PV | INSTALLATION KIT | Active | KS-BR1-GC | GROUNDING CLIP | 8 | 40
4.6025e+18 | IKPVSSL-5 | PV Install Kit Standing Seam Landscape 5/R | Each | Solar PV | INSTALLATION KIT | Active | EK-D | GROUNDING LUG, HIGH BALLAST | 2 | 0
4.6025e+18 | IKPVSSL-4 | PV INSTALL KIT STANDING SEAM LANDSCAPE 4/R | Each | Solar PV | INSTALLATION KIT | Active | SLR-R02-LIGHT | Rail SLR-R02-Light 5200MM | 2 | 360
4.6025e+18 | IKPVSSL-4 | PV INSTALL KIT STANDING SEAM LANDSCAPE 4/R | Each | Solar PV | INSTALLATION KIT | Active | SLR-RS-01-L-D | Rail Splice | 2 | 30
4.6025e+18 | IKPVSSL-4 | PV INSTALL KIT STANDING SEAM LANDSCAPE 4/R | Each | Solar PV | INSTALLATION KIT | Active | SLR-MC-30-D | MID CLAMP 30MM SLR-MC-30-D ( AL6005-T5 / SUS 304 ) | 6 | 30
4.6025e+18 | IKPVSSL-4 | PV INSTALL KIT STANDING SEAM LANDSCAPE 4/R | Each | Solar PV | INSTALLATION KIT | Active | SLR-EC-30-D | END CLAMP 30MM SLR-EC-30-D ( AL6005-T5 / SUS 304 ) | 4 | 20
4.6025e+18 | IKPVSSL-4 | PV INSTALL KIT STANDING SEAM LANDSCAPE 4/R | Each | Solar PV | INSTALLATION KIT | Active | SLR-MRH-32-D | KLIPLOCK #32 UNIVERSAL | 8 | 160
4.6025e+18 | IKPVSSL-4 | PV INSTALL KIT STANDING SEAM LANDSCAPE 4/R | Each | Solar PV | INSTALLATION KIT | Active | KS-HK-L21-02 | L Feet 21# with Bolt M8 x 25 and Nut | 8 | 80
4.6025e+18 | IKPVSSL-4 | PV INSTALL KIT STANDING SEAM LANDSCAPE 4/R | Each | Solar PV | INSTALLATION KIT | Active | KS-BR1-GC | GROUNDING CLIP | 6 | 30
4.6025e+18 | IKPVSSL-4 | PV INSTALL KIT STANDING SEAM LANDSCAPE 4/R | Each | Solar PV | INSTALLATION KIT | Active | EK-D | GROUNDING LUG, HIGH BALLAST | 2 | 0
4.6025e+18 | IKPVSSL-3 | PV INSTALL KIT STANDING SEAM LANDSCAPE 3/R | Each | Solar PV | INSTALLATION KIT | Active | SLR-R02-LIGHT | Rail SLR-R02-Light 5200MM | 2 | 360
4.6025e+18 | IKPVSSL-3 | PV INSTALL KIT STANDING SEAM LANDSCAPE 3/R | Each | Solar PV | INSTALLATION KIT | Active | SLR-RS-01-L-D | Rail Splice | 2 | 30
4.6025e+18 | IKPVSSL-3 | PV INSTALL KIT STANDING SEAM LANDSCAPE 3/R | Each | Solar PV | INSTALLATION KIT | Active | SLR-MC-30-D | MID CLAMP 30MM SLR-MC-30-D ( AL6005-T5 / SUS 304 ) | 4 | 20
4.6025e+18 | IKPVSSL-3 | PV INSTALL KIT STANDING SEAM LANDSCAPE 3/R | Each | Solar PV | INSTALLATION KIT | Active | SLR-EC-30-D | END CLAMP 30MM SLR-EC-30-D ( AL6005-T5 / SUS 304 ) | 4 | 20
4.6025e+18 | IKPVSSL-3 | PV INSTALL KIT STANDING SEAM LANDSCAPE 3/R | Each | Solar PV | INSTALLATION KIT | Active | SLR-MRH-32-D | KLIPLOCK #32 UNIVERSAL | 6 | 120
4.6025e+18 | IKPVSSL-3 | PV INSTALL KIT STANDING SEAM LANDSCAPE 3/R | Each | Solar PV | INSTALLATION KIT | Active | KS-HK-L21-02 | L Feet 21# with Bolt M8 x 25 and Nut | 6 | 60
4.6025e+18 | IKPVSSL-3 | PV INSTALL KIT STANDING SEAM LANDSCAPE 3/R | Each | Solar PV | INSTALLATION KIT | Active | KS-BR1-GC | GROUNDING CLIP | 4 | 20
4.6025e+18 | IKPVSSL-3 | PV INSTALL KIT STANDING SEAM LANDSCAPE 3/R | Each | Solar PV | INSTALLATION KIT | Active | EK-D | GROUNDING LUG, HIGH BALLAST | 2 | 0
4.6025e+18 | IKPVSSL-2 | PV Install Kit Standing Seam Landscape 2/R | Each | Solar PV | INSTALLATION KIT | Active | SLR-R02-LIGHT | Rail SLR-R02-Light 5200MM | 1 | 180
4.6025e+18 | IKPVSSL-2 | PV Install Kit Standing Seam Landscape 2/R | Each | Solar PV | INSTALLATION KIT | Active | SLR-MC-30-D | MID CLAMP 30MM SLR-MC-30-D ( AL6005-T5 / SUS 304 ) | 2 | 10
4.6025e+18 | IKPVSSL-2 | PV Install Kit Standing Seam Landscape 2/R | Each | Solar PV | INSTALLATION KIT | Active | SLR-EC-30-D | END CLAMP 30MM SLR-EC-30-D ( AL6005-T5 / SUS 304 ) | 4 | 20
4.6025e+18 | IKPVSSL-2 | PV Install Kit Standing Seam Landscape 2/R | Each | Solar PV | INSTALLATION KIT | Active | SLR-MRH-32-D | KLIPLOCK #32 UNIVERSAL | 4 | 80
4.6025e+18 | IKPVSSL-2 | PV Install Kit Standing Seam Landscape 2/R | Each | Solar PV | INSTALLATION KIT | Active | KS-HK-L21-02 | L Feet 21# with Bolt M8 x 25 and Nut | 4 | 40
4.6025e+18 | IKPVSSL-2 | PV Install Kit Standing Seam Landscape 2/R | Each | Solar PV | INSTALLATION KIT | Active | KS-BR1-GC | GROUNDING CLIP | 2 | 10
4.6025e+18 | IKPVSSL-2 | PV Install Kit Standing Seam Landscape 2/R | Each | Solar PV | INSTALLATION KIT | Active | EK-D | GROUNDING LUG, HIGH BALLAST | 2 | 0
4.6025e+18 | D-IKPVTL-1 | D-PV Install Kit Tiles Landscape 1/R | Each | Solar PV | INSTALLATION KIT | Inactive | SLR-R02-LIGHT | Rail SLR-R02-Light 5200MM | 1 | 180
4.6025e+18 | D-IKPVTL-1 | D-PV Install Kit Tiles Landscape 1/R | Each | Solar PV | INSTALLATION KIT | Inactive | SLR-EC-30-D | END CLAMP 30MM SLR-EC-30-D ( AL6005-T5 / SUS 304 ) | 4 | 20
4.6025e+18 | D-IKPVTL-1 | D-PV Install Kit Tiles Landscape 1/R | Each | Solar PV | INSTALLATION KIT | Inactive | EK-D | GROUNDING LUG, HIGH BALLAST | 2 | 0
4.6025e+18 | D-IKPVTL-1 | D-PV Install Kit Tiles Landscape 1/R | Each | Solar PV | INSTALLATION KIT | Inactive | SLR-CTH-03 | TILE HOOK #03-SLR-CTH-03 ( AL6005-T5 / SUS 304 ) - LANDSCAPE | 4 | 0
4.6025e+18 | D-IKPVTL-1 | D-PV Install Kit Tiles Landscape 1/R | Each | Solar PV | INSTALLATION KIT | Inactive | HSC-#2(W) | Hex self screw drilling #12 x 2" ( For Wood ) | 4 | 0
4.6025e+18 | D-IKPVTL-2 | D-PV Install Kit Tiles Landscape 2/R | Each | Solar PV | INSTALLATION KIT | Inactive | SLR-R02-LIGHT | Rail SLR-R02-Light 5200MM | 1 | 180
4.6025e+18 | D-IKPVTL-2 | D-PV Install Kit Tiles Landscape 2/R | Each | Solar PV | INSTALLATION KIT | Inactive | SLR-MC-30-D | MID CLAMP 30MM SLR-MC-30-D ( AL6005-T5 / SUS 304 ) | 2 | 10
4.6025e+18 | D-IKPVTL-2 | D-PV Install Kit Tiles Landscape 2/R | Each | Solar PV | INSTALLATION KIT | Inactive | SLR-EC-30-D | END CLAMP 30MM SLR-EC-30-D ( AL6005-T5 / SUS 304 ) | 4 | 20
4.6025e+18 | D-IKPVTL-2 | D-PV Install Kit Tiles Landscape 2/R | Each | Solar PV | INSTALLATION KIT | Inactive | KS-BR1-GC | GROUNDING CLIP | 2 | 10
4.6025e+18 | D-IKPVTL-2 | D-PV Install Kit Tiles Landscape 2/R | Each | Solar PV | INSTALLATION KIT | Inactive | EK-D | GROUNDING LUG, HIGH BALLAST | 2 | 0
4.6025e+18 | D-IKPVTL-2 | D-PV Install Kit Tiles Landscape 2/R | Each | Solar PV | INSTALLATION KIT | Inactive | SLR-CTH-03 | TILE HOOK #03-SLR-CTH-03 ( AL6005-T5 / SUS 304 ) - LANDSCAPE | 4 | 0
4.6025e+18 | D-IKPVTL-2 | D-PV Install Kit Tiles Landscape 2/R | Each | Solar PV | INSTALLATION KIT | Inactive | HSC-#2(W) | Hex self screw drilling #12 x 2" ( For Wood ) | 8 | 0
4.6025e+18 | D-IKPVTL-3 | D-PV Install Kit Tiles Landscape 3/R | Each | Solar PV | INSTALLATION KIT | Inactive | SLR-R02-LIGHT | Rail SLR-R02-Light 5200MM | 2 | 360
4.6025e+18 | D-IKPVTL-3 | D-PV Install Kit Tiles Landscape 3/R | Each | Solar PV | INSTALLATION KIT | Inactive | SLR-RS-01-L-D | Rail Splice | 2 | 30
4.6025e+18 | D-IKPVTL-3 | D-PV Install Kit Tiles Landscape 3/R | Each | Solar PV | INSTALLATION KIT | Inactive | SLR-MC-30-D | MID CLAMP 30MM SLR-MC-30-D ( AL6005-T5 / SUS 304 ) | 4 | 20
4.6025e+18 | D-IKPVTL-3 | D-PV Install Kit Tiles Landscape 3/R | Each | Solar PV | INSTALLATION KIT | Inactive | SLR-EC-30-D | END CLAMP 30MM SLR-EC-30-D ( AL6005-T5 / SUS 304 ) | 4 | 20
4.6025e+18 | D-IKPVTL-3 | D-PV Install Kit Tiles Landscape 3/R | Each | Solar PV | INSTALLATION KIT | Inactive | KS-BR1-GC | GROUNDING CLIP | 4 | 20
4.6025e+18 | D-IKPVTL-3 | D-PV Install Kit Tiles Landscape 3/R | Each | Solar PV | INSTALLATION KIT | Inactive | EK-D | GROUNDING LUG, HIGH BALLAST | 2 | 0
4.6025e+18 | D-IKPVTL-3 | D-PV Install Kit Tiles Landscape 3/R | Each | Solar PV | INSTALLATION KIT | Inactive | SLR-CTH-03 | TILE HOOK #03-SLR-CTH-03 ( AL6005-T5 / SUS 304 ) - LANDSCAPE | 6 | 0
4.6025e+18 | D-IKPVTL-3 | D-PV Install Kit Tiles Landscape 3/R | Each | Solar PV | INSTALLATION KIT | Inactive | HSC-#2(W) | Hex self screw drilling #12 x 2" ( For Wood ) | 12 | 0
4.6025e+18 | D-IKPVTL-4 | D-PV Install Kit Tiles Landscape 4/R | Each | Solar PV | INSTALLATION KIT | Inactive | SLR-R02-LIGHT | Rail SLR-R02-Light 5200MM | 2 | 360
4.6025e+18 | D-IKPVTL-4 | D-PV Install Kit Tiles Landscape 4/R | Each | Solar PV | INSTALLATION KIT | Inactive | SLR-RS-01-L-D | Rail Splice | 2 | 30
4.6025e+18 | D-IKPVTL-4 | D-PV Install Kit Tiles Landscape 4/R | Each | Solar PV | INSTALLATION KIT | Inactive | SLR-MC-30-D | MID CLAMP 30MM SLR-MC-30-D ( AL6005-T5 / SUS 304 ) | 6 | 30
4.6025e+18 | D-IKPVTL-4 | D-PV Install Kit Tiles Landscape 4/R | Each | Solar PV | INSTALLATION KIT | Inactive | SLR-EC-30-D | END CLAMP 30MM SLR-EC-30-D ( AL6005-T5 / SUS 304 ) | 4 | 20
4.6025e+18 | D-IKPVTL-4 | D-PV Install Kit Tiles Landscape 4/R | Each | Solar PV | INSTALLATION KIT | Inactive | KS-BR1-GC | GROUNDING CLIP | 6 | 30
4.6025e+18 | D-IKPVTL-4 | D-PV Install Kit Tiles Landscape 4/R | Each | Solar PV | INSTALLATION KIT | Inactive | EK-D | GROUNDING LUG, HIGH BALLAST | 2 | 0
4.6025e+18 | D-IKPVTL-4 | D-PV Install Kit Tiles Landscape 4/R | Each | Solar PV | INSTALLATION KIT | Inactive | SLR-CTH-03 | TILE HOOK #03-SLR-CTH-03 ( AL6005-T5 / SUS 304 ) - LANDSCAPE | 8 | 0
4.6025e+18 | D-IKPVTL-4 | D-PV Install Kit Tiles Landscape 4/R | Each | Solar PV | INSTALLATION KIT | Inactive | HSC-#2(W) | Hex self screw drilling #12 x 2" ( For Wood ) | 16 | 0
4.6025e+18 | D-IKPVTL-5 | D-PV Install Kit Tiles Landscape 5/R | Each | Solar PV | INSTALLATION KIT | Inactive | SLR-R02-LIGHT | Rail SLR-R02-Light 5200MM | 3 | 540
4.6025e+18 | D-IKPVTL-5 | D-PV Install Kit Tiles Landscape 5/R | Each | Solar PV | INSTALLATION KIT | Inactive | SLR-RS-01-L-D | Rail Splice | 4 | 60
4.6025e+18 | D-IKPVTL-5 | D-PV Install Kit Tiles Landscape 5/R | Each | Solar PV | INSTALLATION KIT | Inactive | SLR-MC-30-D | MID CLAMP 30MM SLR-MC-30-D ( AL6005-T5 / SUS 304 ) | 8 | 40
4.6025e+18 | D-IKPVTL-5 | D-PV Install Kit Tiles Landscape 5/R | Each | Solar PV | INSTALLATION KIT | Inactive | SLR-EC-30-D | END CLAMP 30MM SLR-EC-30-D ( AL6005-T5 / SUS 304 ) | 4 | 20
4.6025e+18 | D-IKPVTL-5 | D-PV Install Kit Tiles Landscape 5/R | Each | Solar PV | INSTALLATION KIT | Inactive | KS-BR1-GC | GROUNDING CLIP | 8 | 40
4.6025e+18 | D-IKPVTL-5 | D-PV Install Kit Tiles Landscape 5/R | Each | Solar PV | INSTALLATION KIT | Inactive | EK-D | GROUNDING LUG, HIGH BALLAST | 2 | 0
4.6025e+18 | D-IKPVTL-5 | D-PV Install Kit Tiles Landscape 5/R | Each | Solar PV | INSTALLATION KIT | Inactive | SLR-CTH-03 | TILE HOOK #03-SLR-CTH-03 ( AL6005-T5 / SUS 304 ) - LANDSCAPE | 10 | 0
4.6025e+18 | D-IKPVTL-5 | D-PV Install Kit Tiles Landscape 5/R | Each | Solar PV | INSTALLATION KIT | Inactive | HSC-#2(W) | Hex self screw drilling #12 x 2" ( For Wood ) | 20 | 0
4.6025e+18 | IKPVTL-6 | PV INSTALL KIT TILES LANDSCAPE 6/R | Each | Solar PV | INSTALLATION KIT | Inactive | SLR-R02-LIGHT | Rail SLR-R02-Light 5200MM | 3 | 540
4.6025e+18 | IKPVTL-6 | PV INSTALL KIT TILES LANDSCAPE 6/R | Each | Solar PV | INSTALLATION KIT | Inactive | SLR-RS-01-L-D | Rail Splice | 4 | 60
4.6025e+18 | IKPVTL-6 | PV INSTALL KIT TILES LANDSCAPE 6/R | Each | Solar PV | INSTALLATION KIT | Inactive | SLR-MC-30-D | MID CLAMP 30MM SLR-MC-30-D ( AL6005-T5 / SUS 304 ) | 10 | 50
4.6025e+18 | IKPVTL-6 | PV INSTALL KIT TILES LANDSCAPE 6/R | Each | Solar PV | INSTALLATION KIT | Inactive | SLR-EC-30-D | END CLAMP 30MM SLR-EC-30-D ( AL6005-T5 / SUS 304 ) | 4 | 20
4.6025e+18 | IKPVTL-6 | PV INSTALL KIT TILES LANDSCAPE 6/R | Each | Solar PV | INSTALLATION KIT | Inactive | KS-BR1-GC | GROUNDING CLIP | 10 | 50
4.6025e+18 | IKPVTL-6 | PV INSTALL KIT TILES LANDSCAPE 6/R | Each | Solar PV | INSTALLATION KIT | Inactive | EK-D | GROUNDING LUG, HIGH BALLAST | 2 | 0
4.6025e+18 | IKPVTL-6 | PV INSTALL KIT TILES LANDSCAPE 6/R | Each | Solar PV | INSTALLATION KIT | Inactive | SLR-CTH-03 | TILE HOOK #03-SLR-CTH-03 ( AL6005-T5 / SUS 304 ) - LANDSCAPE | 12 | 0
4.6025e+18 | IKPVTL-6 | PV INSTALL KIT TILES LANDSCAPE 6/R | Each | Solar PV | INSTALLATION KIT | Inactive | HSC-#2(W) | Hex self screw drilling #12 x 2" ( For Wood ) | 24 | 0
4.6025e+18 | IKPVTL-7 | PV Install Kit Tiles Landscape 7/R | Each | Solar PV | INSTALLATION KIT | Inactive | SLR-R02-LIGHT | Rail SLR-R02-Light 5200MM | 4 | 720
4.6025e+18 | IKPVTL-7 | PV Install Kit Tiles Landscape 7/R | Each | Solar PV | INSTALLATION KIT | Inactive | SLR-RS-01-L-D | Rail Splice | 6 | 90
4.6025e+18 | IKPVTL-7 | PV Install Kit Tiles Landscape 7/R | Each | Solar PV | INSTALLATION KIT | Inactive | SLR-MC-30-D | MID CLAMP 30MM SLR-MC-30-D ( AL6005-T5 / SUS 304 ) | 12 | 60
4.6025e+18 | IKPVTL-7 | PV Install Kit Tiles Landscape 7/R | Each | Solar PV | INSTALLATION KIT | Inactive | SLR-EC-30-D | END CLAMP 30MM SLR-EC-30-D ( AL6005-T5 / SUS 304 ) | 4 | 20
4.6025e+18 | IKPVTL-7 | PV Install Kit Tiles Landscape 7/R | Each | Solar PV | INSTALLATION KIT | Inactive | KS-BR1-GC | GROUNDING CLIP | 12 | 60
4.6025e+18 | IKPVTL-7 | PV Install Kit Tiles Landscape 7/R | Each | Solar PV | INSTALLATION KIT | Inactive | EK-D | GROUNDING LUG, HIGH BALLAST | 2 | 0
4.6025e+18 | IKPVTL-7 | PV Install Kit Tiles Landscape 7/R | Each | Solar PV | INSTALLATION KIT | Inactive | SLR-CTH-03 | TILE HOOK #03-SLR-CTH-03 ( AL6005-T5 / SUS 304 ) - LANDSCAPE | 14 | 0
4.6025e+18 | IKPVTL-7 | PV Install Kit Tiles Landscape 7/R | Each | Solar PV | INSTALLATION KIT | Inactive | HSC-#2(W) | Hex self screw drilling #12 x 2" ( For Wood ) | 28 | 0
4.6025e+18 | D-IKPVTL-8 | D-PV INSTALL KIT TILES LANDSCAPE 8/R | Each | Solar PV | INSTALLATION KIT | Inactive | SLR-R02-LIGHT | Rail SLR-R02-Light 5200MM | 4 | 720
4.6025e+18 | D-IKPVTL-8 | D-PV INSTALL KIT TILES LANDSCAPE 8/R | Each | Solar PV | INSTALLATION KIT | Inactive | SLR-RS-01-L-D | Rail Splice | 6 | 90
4.6025e+18 | D-IKPVTL-8 | D-PV INSTALL KIT TILES LANDSCAPE 8/R | Each | Solar PV | INSTALLATION KIT | Inactive | SLR-MC-30-D | MID CLAMP 30MM SLR-MC-30-D ( AL6005-T5 / SUS 304 ) | 14 | 70
4.6025e+18 | D-IKPVTL-8 | D-PV INSTALL KIT TILES LANDSCAPE 8/R | Each | Solar PV | INSTALLATION KIT | Inactive | SLR-EC-30-D | END CLAMP 30MM SLR-EC-30-D ( AL6005-T5 / SUS 304 ) | 4 | 20
4.6025e+18 | D-IKPVTL-8 | D-PV INSTALL KIT TILES LANDSCAPE 8/R | Each | Solar PV | INSTALLATION KIT | Inactive | KS-BR1-GC | GROUNDING CLIP | 14 | 70
4.6025e+18 | D-IKPVTL-8 | D-PV INSTALL KIT TILES LANDSCAPE 8/R | Each | Solar PV | INSTALLATION KIT | Inactive | EK-D | GROUNDING LUG, HIGH BALLAST | 2 | 0
4.6025e+18 | D-IKPVTL-8 | D-PV INSTALL KIT TILES LANDSCAPE 8/R | Each | Solar PV | INSTALLATION KIT | Inactive | SLR-CTH-03 | TILE HOOK #03-SLR-CTH-03 ( AL6005-T5 / SUS 304 ) - LANDSCAPE | 16 | 0
4.6025e+18 | D-IKPVTL-8 | D-PV INSTALL KIT TILES LANDSCAPE 8/R | Each | Solar PV | INSTALLATION KIT | Inactive | HSC-#2(W) | Hex self screw drilling #12 x 2" ( For Wood ) | 32 | 0
4.6025e+18 | IKPVTL-9 | PV INSTALL KIT TILES LANDSCAPE 9/R | Each | Solar PV | INSTALLATION KIT | Inactive | SLR-R02-LIGHT | Rail SLR-R02-Light 5200MM | 5 | 900
4.6025e+18 | IKPVTL-9 | PV INSTALL KIT TILES LANDSCAPE 9/R | Each | Solar PV | INSTALLATION KIT | Inactive | SLR-RS-01-L-D | Rail Splice | 8 | 120
4.6025e+18 | IKPVTL-9 | PV INSTALL KIT TILES LANDSCAPE 9/R | Each | Solar PV | INSTALLATION KIT | Inactive | SLR-MC-30-D | MID CLAMP 30MM SLR-MC-30-D ( AL6005-T5 / SUS 304 ) | 16 | 80
4.6025e+18 | IKPVTL-9 | PV INSTALL KIT TILES LANDSCAPE 9/R | Each | Solar PV | INSTALLATION KIT | Inactive | SLR-EC-30-D | END CLAMP 30MM SLR-EC-30-D ( AL6005-T5 / SUS 304 ) | 4 | 20
4.6025e+18 | IKPVTL-9 | PV INSTALL KIT TILES LANDSCAPE 9/R | Each | Solar PV | INSTALLATION KIT | Inactive | KS-BR1-GC | GROUNDING CLIP | 16 | 80
4.6025e+18 | IKPVTL-9 | PV INSTALL KIT TILES LANDSCAPE 9/R | Each | Solar PV | INSTALLATION KIT | Inactive | EK-D | GROUNDING LUG, HIGH BALLAST | 2 | 0
4.6025e+18 | IKPVTL-9 | PV INSTALL KIT TILES LANDSCAPE 9/R | Each | Solar PV | INSTALLATION KIT | Inactive | SLR-CTH-03 | TILE HOOK #03-SLR-CTH-03 ( AL6005-T5 / SUS 304 ) - LANDSCAPE | 18 | 0
4.6025e+18 | IKPVTL-9 | PV INSTALL KIT TILES LANDSCAPE 9/R | Each | Solar PV | INSTALLATION KIT | Inactive | HSC-#2(W) | Hex self screw drilling #12 x 2" ( For Wood ) | 36 | 0
4.6025e+18 | IKPVTL-10 | PV Install Kit Tiles Landscape 10/R | Each | Solar PV | INSTALLATION KIT | Inactive | SLR-R02-LIGHT | Rail SLR-R02-Light 5200MM | 5 | 900
4.6025e+18 | IKPVTL-10 | PV Install Kit Tiles Landscape 10/R | Each | Solar PV | INSTALLATION KIT | Inactive | SLR-RS-01-L-D | Rail Splice | 8 | 120
4.6025e+18 | IKPVTL-10 | PV Install Kit Tiles Landscape 10/R | Each | Solar PV | INSTALLATION KIT | Inactive | SLR-MC-30-D | MID CLAMP 30MM SLR-MC-30-D ( AL6005-T5 / SUS 304 ) | 18 | 90
4.6025e+18 | IKPVTL-10 | PV Install Kit Tiles Landscape 10/R | Each | Solar PV | INSTALLATION KIT | Inactive | SLR-EC-30-D | END CLAMP 30MM SLR-EC-30-D ( AL6005-T5 / SUS 304 ) | 4 | 20
4.6025e+18 | IKPVTL-10 | PV Install Kit Tiles Landscape 10/R | Each | Solar PV | INSTALLATION KIT | Inactive | KS-BR1-GC | GROUNDING CLIP | 18 | 90
4.6025e+18 | IKPVTL-10 | PV Install Kit Tiles Landscape 10/R | Each | Solar PV | INSTALLATION KIT | Inactive | EK-D | GROUNDING LUG, HIGH BALLAST | 2 | 0
4.6025e+18 | IKPVTL-10 | PV Install Kit Tiles Landscape 10/R | Each | Solar PV | INSTALLATION KIT | Inactive | SLR-CTH-03 | TILE HOOK #03-SLR-CTH-03 ( AL6005-T5 / SUS 304 ) - LANDSCAPE | 20 | 0
4.6025e+18 | IKPVTL-10 | PV Install Kit Tiles Landscape 10/R | Each | Solar PV | INSTALLATION KIT | Inactive | HSC-#2(W) | Hex self screw drilling #12 x 2" ( For Wood ) | 40 | 0
4.6025e+18 | D-IKPVTP-12 | D-PV INSTALL KIT TILES PORTRAIT 12/R | Each | Solar PV | INSTALLATION KIT | Inactive | SLR-R02-LIGHT | Rail SLR-R02-Light 5200MM | 12 | 2160
4.6025e+18 | D-IKPVTP-12 | D-PV INSTALL KIT TILES PORTRAIT 12/R | Each | Solar PV | INSTALLATION KIT | Inactive | SLR-RS-01-L-D | Rail Splice | 10 | 150
4.6025e+18 | D-IKPVTP-12 | D-PV INSTALL KIT TILES PORTRAIT 12/R | Each | Solar PV | INSTALLATION KIT | Inactive | SLR-MC-30-D | MID CLAMP 30MM SLR-MC-30-D ( AL6005-T5 / SUS 304 ) | 22 | 110
4.6025e+18 | D-IKPVTP-12 | D-PV INSTALL KIT TILES PORTRAIT 12/R | Each | Solar PV | INSTALLATION KIT | Inactive | SLR-EC-30-D | END CLAMP 30MM SLR-EC-30-D ( AL6005-T5 / SUS 304 ) | 4 | 20
4.6025e+18 | D-IKPVTP-12 | D-PV INSTALL KIT TILES PORTRAIT 12/R | Each | Solar PV | INSTALLATION KIT | Inactive | KS-BR1-GC | GROUNDING CLIP | 22 | 110
4.6025e+18 | D-IKPVTP-12 | D-PV INSTALL KIT TILES PORTRAIT 12/R | Each | Solar PV | INSTALLATION KIT | Inactive | EK-D | GROUNDING LUG, HIGH BALLAST | 2 | 0
4.6025e+18 | D-IKPVTP-12 | D-PV INSTALL KIT TILES PORTRAIT 12/R | Each | Solar PV | INSTALLATION KIT | Inactive | SLR-CTH-03 | TILE HOOK #03-SLR-CTH-03 ( AL6005-T5 / SUS 304 ) - LANDSCAPE | 24 | 0
4.6025e+18 | D-IKPVTP-10 | D-PV Install Kit Tiles Portrait 10/R | Each | Solar PV | INSTALLATION KIT | Inactive | SLR-R02-LIGHT | Rail SLR-R02-Light 5200MM | 5 | 900
4.6025e+18 | D-IKPVTP-10 | D-PV Install Kit Tiles Portrait 10/R | Each | Solar PV | INSTALLATION KIT | Inactive | SLR-RS-01-L-D | Rail Splice | 8 | 120
4.6025e+18 | D-IKPVTP-10 | D-PV Install Kit Tiles Portrait 10/R | Each | Solar PV | INSTALLATION KIT | Inactive | SLR-MC-30-D | MID CLAMP 30MM SLR-MC-30-D ( AL6005-T5 / SUS 304 ) | 18 | 90
4.6025e+18 | D-IKPVTP-10 | D-PV Install Kit Tiles Portrait 10/R | Each | Solar PV | INSTALLATION KIT | Inactive | SLR-EC-30-D | END CLAMP 30MM SLR-EC-30-D ( AL6005-T5 / SUS 304 ) | 4 | 20
4.6025e+18 | D-IKPVTP-10 | D-PV Install Kit Tiles Portrait 10/R | Each | Solar PV | INSTALLATION KIT | Inactive | KS-BR1-GC | GROUNDING CLIP | 18 | 90
4.6025e+18 | D-IKPVTP-10 | D-PV Install Kit Tiles Portrait 10/R | Each | Solar PV | INSTALLATION KIT | Inactive | EK-D | GROUNDING LUG, HIGH BALLAST | 2 | 0
4.6025e+18 | D-IKPVTP-10 | D-PV Install Kit Tiles Portrait 10/R | Each | Solar PV | INSTALLATION KIT | Inactive | SLR-CTH-01 | TILE HOOK #01-SLR-CTH-01 ( AL6005-5 / SUS 304 ) - POTRAIT | 20 | 0
4.6025e+18 | D-IKPVTP-10 | D-PV Install Kit Tiles Portrait 10/R | Each | Solar PV | INSTALLATION KIT | Inactive | HSC-#2(W) | Hex self screw drilling #12 x 2" ( For Wood ) | 40 | 0
4.6025e+18 | D-IKPVTP-1 | D-PV Install Kit Tiles Portrait 1/R | Each | Solar PV | INSTALLATION KIT | Inactive | SLR-R02-LIGHT | Rail SLR-R02-Light 5200MM | 1 | 180
4.6025e+18 | D-IKPVTP-1 | D-PV Install Kit Tiles Portrait 1/R | Each | Solar PV | INSTALLATION KIT | Inactive | SLR-EC-30-D | END CLAMP 30MM SLR-EC-30-D ( AL6005-T5 / SUS 304 ) | 4 | 20
4.6025e+18 | D-IKPVTP-1 | D-PV Install Kit Tiles Portrait 1/R | Each | Solar PV | INSTALLATION KIT | Inactive | EK-D | GROUNDING LUG, HIGH BALLAST | 2 | 0
4.6025e+18 | D-IKPVTP-1 | D-PV Install Kit Tiles Portrait 1/R | Each | Solar PV | INSTALLATION KIT | Inactive | SLR-CTH-01 | TILE HOOK #01-SLR-CTH-01 ( AL6005-5 / SUS 304 ) - POTRAIT | 4 | 0
4.6025e+18 | D-IKPVTP-1 | D-PV Install Kit Tiles Portrait 1/R | Each | Solar PV | INSTALLATION KIT | Inactive | HSC-#2(W) | Hex self screw drilling #12 x 2" ( For Wood ) | 4 | 0
4.6025e+18 | IKPVTP-9 | PV Install Kit Tiles Portrait 9/R | Each | Solar PV | INSTALLATION KIT | Active | SLR-R02-LIGHT | Rail SLR-R02-Light 5200MM | 5 | 900
4.6025e+18 | IKPVTP-9 | PV Install Kit Tiles Portrait 9/R | Each | Solar PV | INSTALLATION KIT | Active | SLR-RS-01-L-D | Rail Splice | 8 | 120
4.6025e+18 | IKPVTP-9 | PV Install Kit Tiles Portrait 9/R | Each | Solar PV | INSTALLATION KIT | Active | SLR-MC-30-D | MID CLAMP 30MM SLR-MC-30-D ( AL6005-T5 / SUS 304 ) | 16 | 80
4.6025e+18 | IKPVTP-9 | PV Install Kit Tiles Portrait 9/R | Each | Solar PV | INSTALLATION KIT | Active | SLR-EC-30-D | END CLAMP 30MM SLR-EC-30-D ( AL6005-T5 / SUS 304 ) | 4 | 20
4.6025e+18 | IKPVTP-9 | PV Install Kit Tiles Portrait 9/R | Each | Solar PV | INSTALLATION KIT | Active | KS-BR1-GC | GROUNDING CLIP | 16 | 80
4.6025e+18 | IKPVTP-9 | PV Install Kit Tiles Portrait 9/R | Each | Solar PV | INSTALLATION KIT | Active | EK-D | GROUNDING LUG, HIGH BALLAST | 2 | 0
4.6025e+18 | IKPVTP-9 | PV Install Kit Tiles Portrait 9/R | Each | Solar PV | INSTALLATION KIT | Active | SLR-CTH-01 | TILE HOOK #01-SLR-CTH-01 ( AL6005-5 / SUS 304 ) - POTRAIT | 18 | 0
4.6025e+18 | IKPVTP-9 | PV Install Kit Tiles Portrait 9/R | Each | Solar PV | INSTALLATION KIT | Active | HSC-#2(W) | Hex self screw drilling #12 x 2" ( For Wood ) | 36 | 0
4.6025e+18 | D-IKPVTP-8 | D-PV Install Kit Tiles Portrait 8/R | Each | Solar PV | INSTALLATION KIT | Inactive | SLR-R02-LIGHT | Rail SLR-R02-Light 5200MM | 4 | 720
4.6025e+18 | D-IKPVTP-8 | D-PV Install Kit Tiles Portrait 8/R | Each | Solar PV | INSTALLATION KIT | Inactive | SLR-RS-01-L-D | Rail Splice | 6 | 90
4.6025e+18 | D-IKPVTP-8 | D-PV Install Kit Tiles Portrait 8/R | Each | Solar PV | INSTALLATION KIT | Inactive | SLR-MC-30-D | MID CLAMP 30MM SLR-MC-30-D ( AL6005-T5 / SUS 304 ) | 14 | 70
4.6025e+18 | D-IKPVTP-8 | D-PV Install Kit Tiles Portrait 8/R | Each | Solar PV | INSTALLATION KIT | Inactive | SLR-EC-30-D | END CLAMP 30MM SLR-EC-30-D ( AL6005-T5 / SUS 304 ) | 4 | 20
4.6025e+18 | D-IKPVTP-8 | D-PV Install Kit Tiles Portrait 8/R | Each | Solar PV | INSTALLATION KIT | Inactive | KS-BR1-GC | GROUNDING CLIP | 14 | 70
4.6025e+18 | D-IKPVTP-8 | D-PV Install Kit Tiles Portrait 8/R | Each | Solar PV | INSTALLATION KIT | Inactive | EK-D | GROUNDING LUG, HIGH BALLAST | 2 | 0
4.6025e+18 | D-IKPVTP-8 | D-PV Install Kit Tiles Portrait 8/R | Each | Solar PV | INSTALLATION KIT | Inactive | SLR-CTH-01 | TILE HOOK #01-SLR-CTH-01 ( AL6005-5 / SUS 304 ) - POTRAIT | 16 | 0
4.6025e+18 | D-IKPVTP-8 | D-PV Install Kit Tiles Portrait 8/R | Each | Solar PV | INSTALLATION KIT | Inactive | HSC-#2(W) | Hex self screw drilling #12 x 2" ( For Wood ) | 32 | 0
4.6025e+18 | D-IKPVTP-7 | D-PV Install Kit Tiles Portrait 7/R | Each | Solar PV | INSTALLATION KIT | Inactive | SLR-R02-LIGHT | Rail SLR-R02-Light 5200MM | 4 | 720
4.6025e+18 | D-IKPVTP-7 | D-PV Install Kit Tiles Portrait 7/R | Each | Solar PV | INSTALLATION KIT | Inactive | SLR-RS-01-L-D | Rail Splice | 6 | 90
4.6025e+18 | D-IKPVTP-7 | D-PV Install Kit Tiles Portrait 7/R | Each | Solar PV | INSTALLATION KIT | Inactive | SLR-MC-30-D | MID CLAMP 30MM SLR-MC-30-D ( AL6005-T5 / SUS 304 ) | 12 | 60
4.6025e+18 | D-IKPVTP-7 | D-PV Install Kit Tiles Portrait 7/R | Each | Solar PV | INSTALLATION KIT | Inactive | SLR-EC-30-D | END CLAMP 30MM SLR-EC-30-D ( AL6005-T5 / SUS 304 ) | 4 | 20
4.6025e+18 | D-IKPVTP-7 | D-PV Install Kit Tiles Portrait 7/R | Each | Solar PV | INSTALLATION KIT | Inactive | KS-BR1-GC | GROUNDING CLIP | 12 | 60
4.6025e+18 | D-IKPVTP-7 | D-PV Install Kit Tiles Portrait 7/R | Each | Solar PV | INSTALLATION KIT | Inactive | EK-D | GROUNDING LUG, HIGH BALLAST | 2 | 0
4.6025e+18 | D-IKPVTP-7 | D-PV Install Kit Tiles Portrait 7/R | Each | Solar PV | INSTALLATION KIT | Inactive | SLR-CTH-01 | TILE HOOK #01-SLR-CTH-01 ( AL6005-5 / SUS 304 ) - POTRAIT | 14 | 0
4.6025e+18 | D-IKPVTP-7 | D-PV Install Kit Tiles Portrait 7/R | Each | Solar PV | INSTALLATION KIT | Inactive | HSC-#2(W) | Hex self screw drilling #12 x 2" ( For Wood ) | 28 | 0
4.6025e+18 | D-IKPVTP-6 | D-PV Install Kit Tiles Portrait 6/R | Each | Solar PV | INSTALLATION KIT | Inactive | SLR-R02-LIGHT | Rail SLR-R02-Light 5200MM | 3 | 540
4.6025e+18 | D-IKPVTP-6 | D-PV Install Kit Tiles Portrait 6/R | Each | Solar PV | INSTALLATION KIT | Inactive | SLR-RS-01-L-D | Rail Splice | 4 | 60
4.6025e+18 | D-IKPVTP-6 | D-PV Install Kit Tiles Portrait 6/R | Each | Solar PV | INSTALLATION KIT | Inactive | SLR-MC-30-D | MID CLAMP 30MM SLR-MC-30-D ( AL6005-T5 / SUS 304 ) | 10 | 50
4.6025e+18 | D-IKPVTP-6 | D-PV Install Kit Tiles Portrait 6/R | Each | Solar PV | INSTALLATION KIT | Inactive | SLR-EC-30-D | END CLAMP 30MM SLR-EC-30-D ( AL6005-T5 / SUS 304 ) | 4 | 20
4.6025e+18 | D-IKPVTP-6 | D-PV Install Kit Tiles Portrait 6/R | Each | Solar PV | INSTALLATION KIT | Inactive | EK-D | GROUNDING LUG, HIGH BALLAST | 2 | 0
4.6025e+18 | D-IKPVTP-6 | D-PV Install Kit Tiles Portrait 6/R | Each | Solar PV | INSTALLATION KIT | Inactive | KS-BR1-GC | GROUNDING CLIP | 10 | 50
4.6025e+18 | D-IKPVTP-6 | D-PV Install Kit Tiles Portrait 6/R | Each | Solar PV | INSTALLATION KIT | Inactive | SLR-CTH-01 | TILE HOOK #01-SLR-CTH-01 ( AL6005-5 / SUS 304 ) - POTRAIT | 12 | 0
4.6025e+18 | D-IKPVTP-6 | D-PV Install Kit Tiles Portrait 6/R | Each | Solar PV | INSTALLATION KIT | Inactive | HSC-#2(W) | Hex self screw drilling #12 x 2" ( For Wood ) | 24 | 0
4.6025e+18 | D-IKPVTP-5 | D-PV Install Kit Tiles Portrait 5/R | Each | Solar PV | INSTALLATION KIT | Inactive | SLR-R02-LIGHT | Rail SLR-R02-Light 5200MM | 3 | 540
4.6025e+18 | D-IKPVTP-5 | D-PV Install Kit Tiles Portrait 5/R | Each | Solar PV | INSTALLATION KIT | Inactive | SLR-RS-01-L-D | Rail Splice | 4 | 60
4.6025e+18 | D-IKPVTP-5 | D-PV Install Kit Tiles Portrait 5/R | Each | Solar PV | INSTALLATION KIT | Inactive | SLR-MC-30-D | MID CLAMP 30MM SLR-MC-30-D ( AL6005-T5 / SUS 304 ) | 8 | 40
4.6025e+18 | D-IKPVTP-5 | D-PV Install Kit Tiles Portrait 5/R | Each | Solar PV | INSTALLATION KIT | Inactive | SLR-EC-30-D | END CLAMP 30MM SLR-EC-30-D ( AL6005-T5 / SUS 304 ) | 4 | 20
4.6025e+18 | D-IKPVTP-5 | D-PV Install Kit Tiles Portrait 5/R | Each | Solar PV | INSTALLATION KIT | Inactive | EK-D | GROUNDING LUG, HIGH BALLAST | 2 | 0
4.6025e+18 | D-IKPVTP-5 | D-PV Install Kit Tiles Portrait 5/R | Each | Solar PV | INSTALLATION KIT | Inactive | KS-BR1-GC | GROUNDING CLIP | 8 | 40
4.6025e+18 | D-IKPVTP-5 | D-PV Install Kit Tiles Portrait 5/R | Each | Solar PV | INSTALLATION KIT | Inactive | SLR-CTH-01 | TILE HOOK #01-SLR-CTH-01 ( AL6005-5 / SUS 304 ) - POTRAIT | 10 | 0
4.6025e+18 | D-IKPVTP-5 | D-PV Install Kit Tiles Portrait 5/R | Each | Solar PV | INSTALLATION KIT | Inactive | HSC-#2(W) | Hex self screw drilling #12 x 2" ( For Wood ) | 20 | 0
4.6025e+18 | D-IKPVTP-4 | D-PV Install Kit Tiles Portrait 4/R | Each | Solar PV | INSTALLATION KIT | Inactive | SLR-R02-LIGHT | Rail SLR-R02-Light 5200MM | 2 | 360
4.6025e+18 | D-IKPVTP-4 | D-PV Install Kit Tiles Portrait 4/R | Each | Solar PV | INSTALLATION KIT | Inactive | SLR-RS-01-L-D | Rail Splice | 2 | 30
4.6025e+18 | D-IKPVTP-4 | D-PV Install Kit Tiles Portrait 4/R | Each | Solar PV | INSTALLATION KIT | Inactive | SLR-MC-30-D | MID CLAMP 30MM SLR-MC-30-D ( AL6005-T5 / SUS 304 ) | 6 | 30
4.6025e+18 | D-IKPVTP-4 | D-PV Install Kit Tiles Portrait 4/R | Each | Solar PV | INSTALLATION KIT | Inactive | SLR-EC-30-D | END CLAMP 30MM SLR-EC-30-D ( AL6005-T5 / SUS 304 ) | 4 | 20
4.6025e+18 | D-IKPVTP-4 | D-PV Install Kit Tiles Portrait 4/R | Each | Solar PV | INSTALLATION KIT | Inactive | KS-BR1-GC | GROUNDING CLIP | 6 | 30
4.6025e+18 | D-IKPVTP-4 | D-PV Install Kit Tiles Portrait 4/R | Each | Solar PV | INSTALLATION KIT | Inactive | EK-D | GROUNDING LUG, HIGH BALLAST | 2 | 0
4.6025e+18 | D-IKPVTP-4 | D-PV Install Kit Tiles Portrait 4/R | Each | Solar PV | INSTALLATION KIT | Inactive | SLR-CTH-01 | TILE HOOK #01-SLR-CTH-01 ( AL6005-5 / SUS 304 ) - POTRAIT | 8 | 0
4.6025e+18 | D-IKPVTP-4 | D-PV Install Kit Tiles Portrait 4/R | Each | Solar PV | INSTALLATION KIT | Inactive | HSC-#2(W) | Hex self screw drilling #12 x 2" ( For Wood ) | 16 | 0
4.6025e+18 | D-IKPVTP-3 | D-PV Install Kit Tiles Portrait 3/R | Each | Solar PV | INSTALLATION KIT | Inactive | SLR-R02-LIGHT | Rail SLR-R02-Light 5200MM | 2 | 360
4.6025e+18 | D-IKPVTP-3 | D-PV Install Kit Tiles Portrait 3/R | Each | Solar PV | INSTALLATION KIT | Inactive | SLR-RS-01-L-D | Rail Splice | 2 | 30
4.6025e+18 | D-IKPVTP-3 | D-PV Install Kit Tiles Portrait 3/R | Each | Solar PV | INSTALLATION KIT | Inactive | SLR-MC-30-D | MID CLAMP 30MM SLR-MC-30-D ( AL6005-T5 / SUS 304 ) | 4 | 20
4.6025e+18 | D-IKPVTP-3 | D-PV Install Kit Tiles Portrait 3/R | Each | Solar PV | INSTALLATION KIT | Inactive | SLR-EC-30-D | END CLAMP 30MM SLR-EC-30-D ( AL6005-T5 / SUS 304 ) | 4 | 20
4.6025e+18 | D-IKPVTP-3 | D-PV Install Kit Tiles Portrait 3/R | Each | Solar PV | INSTALLATION KIT | Inactive | KS-BR1-GC | GROUNDING CLIP | 4 | 20
4.6025e+18 | D-IKPVTP-3 | D-PV Install Kit Tiles Portrait 3/R | Each | Solar PV | INSTALLATION KIT | Inactive | EK-D | GROUNDING LUG, HIGH BALLAST | 2 | 0
4.6025e+18 | D-IKPVTP-3 | D-PV Install Kit Tiles Portrait 3/R | Each | Solar PV | INSTALLATION KIT | Inactive | SLR-CTH-01 | TILE HOOK #01-SLR-CTH-01 ( AL6005-5 / SUS 304 ) - POTRAIT | 6 | 0
4.6025e+18 | D-IKPVTP-3 | D-PV Install Kit Tiles Portrait 3/R | Each | Solar PV | INSTALLATION KIT | Inactive | HSC-#2(W) | Hex self screw drilling #12 x 2" ( For Wood ) | 12 | 0
4.6025e+18 | D-IKPVTP-2 | D-PV Install Kit Tiles Portrait 2/R | Each | Solar PV | INSTALLATION KIT | Inactive | SLR-R02-LIGHT | Rail SLR-R02-Light 5200MM | 1 | 180
4.6025e+18 | D-IKPVTP-2 | D-PV Install Kit Tiles Portrait 2/R | Each | Solar PV | INSTALLATION KIT | Inactive | SLR-MC-30-D | MID CLAMP 30MM SLR-MC-30-D ( AL6005-T5 / SUS 304 ) | 2 | 10
4.6025e+18 | D-IKPVTP-2 | D-PV Install Kit Tiles Portrait 2/R | Each | Solar PV | INSTALLATION KIT | Inactive | SLR-EC-30-D | END CLAMP 30MM SLR-EC-30-D ( AL6005-T5 / SUS 304 ) | 4 | 20
4.6025e+18 | D-IKPVTP-2 | D-PV Install Kit Tiles Portrait 2/R | Each | Solar PV | INSTALLATION KIT | Inactive | EK-D | GROUNDING LUG, HIGH BALLAST | 2 | 0
4.6025e+18 | D-IKPVTP-2 | D-PV Install Kit Tiles Portrait 2/R | Each | Solar PV | INSTALLATION KIT | Inactive | KS-BR1-GC | GROUNDING CLIP | 2 | 10
4.6025e+18 | D-IKPVTP-2 | D-PV Install Kit Tiles Portrait 2/R | Each | Solar PV | INSTALLATION KIT | Inactive | SLR-CTH-01 | TILE HOOK #01-SLR-CTH-01 ( AL6005-5 / SUS 304 ) - POTRAIT | 4 | 0
4.6025e+18 | D-IKPVTP-2 | D-PV Install Kit Tiles Portrait 2/R | Each | Solar PV | INSTALLATION KIT | Inactive | HSC-#2(W) | Hex self screw drilling #12 x 2" ( For Wood ) | 8 | 0
4.6025e+18 | D-SOL-023 | D-Summer 180CX Solar Hot Water Complete System | Each | Solar Heater |  | Active | COMP-005645 | SUMMER SOLAR WATER HEATER TANK, DIRECT 180L, GVAL | 1 | 0
4.6025e+18 | D-SOL-023 | D-Summer 180CX Solar Hot Water Complete System | Each | Solar Heater |  | Active | COMP-008035 | Summer Solar Collector, CX BlACK, ZnAl | 1 | 945
4.6025e+18 | D-SOL-023 | D-Summer 180CX Solar Hot Water Complete System | Each | Solar Heater |  | Active | SMFG-000390 | COLD PIPE S 180L/40G, SM, SS304, OD22MM X T0.7MM | 1 | 0
4.6025e+18 | D-SOL-023 | D-Summer 180CX Solar Hot Water Complete System | Each | Solar Heater |  | Active | SMFG-000380 | HOT PIPE S 180L/40G, SM, SS304, OD22MM X T0.7MM | 1 | 0
4.6025e+18 | D-SOL-023 | D-Summer 180CX Solar Hot Water Complete System | Each | Solar Heater |  | Active | PART-000046 | COLLECTOR NUT BRASS, 3/4, BSP | 2 | 0
4.6025e+18 | D-SOL-023 | D-Summer 180CX Solar Hot Water Complete System | Each | Solar Heater |  | Active | PART-000048 | COLLECTOR PLUG BRASS, 3/4, BSP | 2 | 0
4.6025e+18 | D-SOL-023 | D-Summer 180CX Solar Hot Water Complete System | Each | Solar Heater |  | Active | PART-000047 | COLLECTOR OLIVE BRASS, 3/4 X 8MM | 2 | 0
4.6025e+18 | D-SOL-023 | D-Summer 180CX Solar Hot Water Complete System | Each | Solar Heater |  | Active | PART-000041 | COMPRESSION SOCKET, BRASS, 3/4 X 22MM | 2 | 0
4.6025e+18 | D-SOL-023 | D-Summer 180CX Solar Hot Water Complete System | Each | Solar Heater |  | Active | SMFG-000073 | CALORIFIER STRAP SS304, T0.9MM X W30MM X L633MM | 2 | 0
4.6025e+18 | D-SOL-023 | D-Summer 180CX Solar Hot Water Complete System | Each | Solar Heater |  | Active | SMFG-000069 | COLLECTOR STRAP 180/300L | 2 | 0
4.6025e+18 | D-SOL-023 | D-Summer 180CX Solar Hot Water Complete System | Each | Solar Heater |  | Active | SMFG-000070 | CALORIFIER CLAMP AL, 70MM | 2 | 0
4.6025e+18 | D-SOL-023 | D-Summer 180CX Solar Hot Water Complete System | Each | Solar Heater |  | Active | SMFG-000071 | COLLECTOR CLAMP AL, 56MM | 2 | 0
4.6025e+18 | D-SOL-023 | D-Summer 180CX Solar Hot Water Complete System | Each | Solar Heater |  | Active | PART-000050 | Pressure TeMPerature Valve 700KPA, 1/2" | 1 | 0
4.6025e+18 | D-SOL-023 | D-Summer 180CX Solar Hot Water Complete System | Each | Solar Heater |  | Active | PART-000044 | TEE BRASS ADAPTER - 1/2'' X 1/2'' X 3/4'' | 1 | 0
4.6025e+18 | D-SOL-023 | D-Summer 180CX Solar Hot Water Complete System | Each | Solar Heater |  | Active | PART-000012 | BOLT - SS304, M8 X 20MM X 1.25MM | 4 | 0
4.6025e+18 | D-SOL-023 | D-Summer 180CX Solar Hot Water Complete System | Each | Solar Heater |  | Active | PART-000043 | NUT SS304, M8 | 4 | 0
4.6025e+18 | D-SOL-023 | D-Summer 180CX Solar Hot Water Complete System | Each | Solar Heater |  | Active | PART-000007 | WASHER - SS304, M8 X OD18MM | 4 | 0
4.6025e+18 | D-SOL-023 | D-Summer 180CX Solar Hot Water Complete System | Each | Solar Heater |  | Active | SMFG-000080 | COLLECTOR RAIL 180L / 40G, AL, 1018MM | 1 | 0
4.6025e+18 | D-SOL-023 | D-Summer 180CX Solar Hot Water Complete System | Each | Solar Heater |  | Active | PART-000045 | Check Valve 1/2'', BSP | 1 | 60
4.6025e+18 | D-SOL-023 | D-Summer 180CX Solar Hot Water Complete System | Each | Solar Heater |  | Active | PART-000010 | Heating Element Incoloy 800, Red Sealant, 3kW/240V, L315mm, Straight | 1 | 45
4.6025e+18 | D-SOL-023 | D-Summer 180CX Solar Hot Water Complete System | Each | Solar Heater |  | Active | RAWM-000015 | THERMOSTAT-AUTO ECO , 240VAC, 50HZ, 30A, 60C- 70C | 1 | 65
4.6025e+18 | D-SOL-023 | D-Summer 180CX Solar Hot Water Complete System | Each | Solar Heater |  | Active | RAWM-000017 | TERMINAL BLOCK @ CONNECTOR | 1 | 0
4.6025e+18 | D-SOL-023 | D-Summer 180CX Solar Hot Water Complete System | Each | Solar Heater |  | Active | SMFG-000005 | Thermostat Bracket, SS304 | 1 | 0
4.6025e+18 | D-SOL-023 | D-Summer 180CX Solar Hot Water Complete System | Each | Solar Heater |  | Active | SMFG-000088 | CABLE WIRE GREY, 300/500V, 3 CORE, 2.5MM2 X 1500MM | 1 | 0
4.6025e+18 | D-SOL-023 | D-Summer 180CX Solar Hot Water Complete System | Each | Solar Heater |  | Active | PART-000198 | ISOLATION BARRIER 110-220VAC, G1/2"(PTB),+UV,ITA-IB03 | 2 | 0
4.6025e+18 | D-SOL-024 | D-Summer 300CX Solar Hot Water Complete System | Each | Solar Heater |  | Active | COMP-005659 | SUMMER SOLAR WATER HEATER TANK, 300L, GVAL | 1 | 1990
4.6025e+18 | D-SOL-024 | D-Summer 300CX Solar Hot Water Complete System | Each | Solar Heater |  | Active | COMP-008035 | Summer Solar Collector, CX BlACK, ZnAl | 2 | 1890
4.6025e+18 | D-SOL-024 | D-Summer 300CX Solar Hot Water Complete System | Each | Solar Heater |  | Active | SMFG-000389 | COLD PIPE S - 300L/66G, 450L/100G, SM, SS304 | 1 | 0
4.6025e+18 | D-SOL-024 | D-Summer 300CX Solar Hot Water Complete System | Each | Solar Heater |  | Active | SMFG-000381 | Hot Pipe S - 300L/66G, SM, SS304, OD22mm x T0.7mm | 1 | 0
4.6025e+18 | D-SOL-024 | D-Summer 300CX Solar Hot Water Complete System | Each | Solar Heater |  | Active | PART-000046 | COLLECTOR NUT BRASS, 3/4, BSP | 2 | 0
4.6025e+18 | D-SOL-024 | D-Summer 300CX Solar Hot Water Complete System | Each | Solar Heater |  | Active | PART-000048 | COLLECTOR PLUG BRASS, 3/4, BSP | 2 | 0
4.6025e+18 | D-SOL-024 | D-Summer 300CX Solar Hot Water Complete System | Each | Solar Heater |  | Active | PART-000047 | COLLECTOR OLIVE BRASS, 3/4 X 8MM | 2 | 0
4.6025e+18 | D-SOL-024 | D-Summer 300CX Solar Hot Water Complete System | Each | Solar Heater |  | Active | PART-000041 | COMPRESSION SOCKET, BRASS, 3/4 X 22MM | 2 | 0
4.6025e+18 | D-SOL-024 | D-Summer 300CX Solar Hot Water Complete System | Each | Solar Heater |  | Active | SMFG-000073 | CALORIFIER STRAP SS304, T0.9MM X W30MM X L633MM | 2 | 0
4.6025e+18 | D-SOL-024 | D-Summer 300CX Solar Hot Water Complete System | Each | Solar Heater |  | Active | SMFG-000069 | COLLECTOR STRAP 180/300L | 2 | 0
4.6025e+18 | D-SOL-024 | D-Summer 300CX Solar Hot Water Complete System | Each | Solar Heater |  | Active | SMFG-000070 | CALORIFIER CLAMP AL, 70MM | 2 | 0
4.6025e+18 | D-SOL-024 | D-Summer 300CX Solar Hot Water Complete System | Each | Solar Heater |  | Active | SMFG-000071 | COLLECTOR CLAMP AL, 56MM | 2 | 0
4.6025e+18 | D-SOL-024 | D-Summer 300CX Solar Hot Water Complete System | Each | Solar Heater |  | Active | PART-000050 | Pressure TeMPerature Valve 700KPA, 1/2" | 1 | 0
4.6025e+18 | D-SOL-024 | D-Summer 300CX Solar Hot Water Complete System | Each | Solar Heater |  | Active | PART-000044 | TEE BRASS ADAPTER - 1/2'' X 1/2'' X 3/4'' | 1 | 0
4.6025e+18 | D-SOL-024 | D-Summer 300CX Solar Hot Water Complete System | Each | Solar Heater |  | Active | PART-000012 | BOLT - SS304, M8 X 20MM X 1.25MM | 6 | 0
4.6025e+18 | D-SOL-024 | D-Summer 300CX Solar Hot Water Complete System | Each | Solar Heater |  | Active | PART-000043 | NUT SS304, M8 | 6 | 0
4.6025e+18 | D-SOL-024 | D-Summer 300CX Solar Hot Water Complete System | Each | Solar Heater |  | Active | PART-000007 | WASHER - SS304, M8 X OD18MM | 6 | 0
4.6025e+18 | D-SOL-024 | D-Summer 300CX Solar Hot Water Complete System | Each | Solar Heater |  | Active | SMFG-000075 | COLLECTOR RAIL 270L / 60G, 300L / 66G, 400L / 90G, AL, 1658MM | 1 | 0
4.6025e+18 | D-SOL-024 | D-Summer 300CX Solar Hot Water Complete System | Each | Solar Heater |  | Active | PART-000045 | Check Valve 1/2'', BSP | 1 | 60
4.6025e+18 | D-SOL-024 | D-Summer 300CX Solar Hot Water Complete System | Each | Solar Heater |  | Active | PART-000010 | Heating Element Incoloy 800, Red Sealant, 3kW/240V, L315mm, Straight | 1 | 45
4.6025e+18 | D-SOL-024 | D-Summer 300CX Solar Hot Water Complete System | Each | Solar Heater |  | Active | RAWM-000015 | THERMOSTAT-AUTO ECO , 240VAC, 50HZ, 30A, 60C- 70C | 1 | 65
4.6025e+18 | D-SOL-024 | D-Summer 300CX Solar Hot Water Complete System | Each | Solar Heater |  | Active | RAWM-000017 | TERMINAL BLOCK @ CONNECTOR | 1 | 0
4.6025e+18 | D-SOL-024 | D-Summer 300CX Solar Hot Water Complete System | Each | Solar Heater |  | Active | SMFG-000005 | Thermostat Bracket, SS304 | 1 | 0
4.6025e+18 | D-SOL-024 | D-Summer 300CX Solar Hot Water Complete System | Each | Solar Heater |  | Active | SMFG-000088 | CABLE WIRE GREY, 300/500V, 3 CORE, 2.5MM2 X 1500MM | 1 | 0
4.6025e+18 | D-SOL-024 | D-Summer 300CX Solar Hot Water Complete System | Each | Solar Heater |  | Active | PART-000198 | ISOLATION BARRIER 110-220VAC, G1/2"(PTB),+UV,ITA-IB03 | 2 | 0
4.6025e+18 | D-SOL-024 | D-Summer 300CX Solar Hot Water Complete System | Each | Solar Heater |  | Active | SMFG-000067 | COLLECTOR UNION COPPER, HARD R290, OD22MM X T0.9MM X L115MM | 2 | 0
4.6025e+18 | D-SOL-025 | D-Summer 450CX Solar Hot Water Complete System | null | Solar Heater |  | Active | COMP-005672 | SUMMER 450L SOLAR WATER HEATER TANK | 1 | 2780
4.6025e+18 | D-SOL-025 | D-Summer 450CX Solar Hot Water Complete System | null | Solar Heater |  | Active | COMP-008035 | Summer Solar Collector, CX BlACK, ZnAl | 3 | 2835
4.6025e+18 | D-SOL-025 | D-Summer 450CX Solar Hot Water Complete System | null | Solar Heater |  | Active | SMFG-000389 | COLD PIPE S - 300L/66G, 450L/100G, SM, SS304 | 1 | 0
4.6025e+18 | D-SOL-025 | D-Summer 450CX Solar Hot Water Complete System | null | Solar Heater |  | Active | SMFG-000383 | HOT PIPE S 450L/100G, SS304, OD22MM X T0.7MM | 1 | 0
4.6025e+18 | D-SOL-025 | D-Summer 450CX Solar Hot Water Complete System | null | Solar Heater |  | Active | PART-000046 | COLLECTOR NUT BRASS, 3/4, BSP | 2 | 0
4.6025e+18 | D-SOL-025 | D-Summer 450CX Solar Hot Water Complete System | null | Solar Heater |  | Active | PART-000048 | COLLECTOR PLUG BRASS, 3/4, BSP | 4 | 0
4.6025e+18 | D-SOL-025 | D-Summer 450CX Solar Hot Water Complete System | null | Solar Heater |  | Active | PART-000047 | COLLECTOR OLIVE BRASS, 3/4 X 8MM | 2 | 0
4.6025e+18 | D-SOL-025 | D-Summer 450CX Solar Hot Water Complete System | null | Solar Heater |  | Active | PART-000041 | COMPRESSION SOCKET, BRASS, 3/4 X 22MM | 2 | 0
4.6025e+18 | D-SOL-025 | D-Summer 450CX Solar Hot Water Complete System | null | Solar Heater |  | Active | SMFG-000073 | CALORIFIER STRAP SS304, T0.9MM X W30MM X L633MM | 3 | 0
4.6025e+18 | D-SOL-025 | D-Summer 450CX Solar Hot Water Complete System | null | Solar Heater |  | Active | SMFG-000069 | COLLECTOR STRAP 180/300L | 3 | 0
4.6025e+18 | D-SOL-025 | D-Summer 450CX Solar Hot Water Complete System | null | Solar Heater |  | Active | SMFG-000070 | CALORIFIER CLAMP AL, 70MM | 3 | 0
4.6025e+18 | D-SOL-025 | D-Summer 450CX Solar Hot Water Complete System | null | Solar Heater |  | Active | SMFG-000071 | COLLECTOR CLAMP AL, 56MM | 3 | 0
4.6025e+18 | D-SOL-025 | D-Summer 450CX Solar Hot Water Complete System | null | Solar Heater |  | Active | PART-000050 | Pressure TeMPerature Valve 700KPA, 1/2" | 1 | 0
4.6025e+18 | D-SOL-025 | D-Summer 450CX Solar Hot Water Complete System | null | Solar Heater |  | Active | PART-000044 | TEE BRASS ADAPTER - 1/2'' X 1/2'' X 3/4'' | 1 | 0
4.6025e+18 | D-SOL-025 | D-Summer 450CX Solar Hot Water Complete System | null | Solar Heater |  | Active | PART-000012 | BOLT - SS304, M8 X 20MM X 1.25MM | 9 | 0
4.6025e+18 | D-SOL-025 | D-Summer 450CX Solar Hot Water Complete System | null | Solar Heater |  | Active | PART-000043 | NUT SS304, M8 | 9 | 0
4.6025e+18 | D-SOL-025 | D-Summer 450CX Solar Hot Water Complete System | null | Solar Heater |  | Active | PART-000007 | WASHER - SS304, M8 X OD18MM | 9 | 0
4.6025e+18 | D-SOL-025 | D-Summer 450CX Solar Hot Water Complete System | null | Solar Heater |  | Active | SMFG-000140 | COLLECTOR RAIL 450L / 100G, AL, 3000MM | 1 | 0
4.6025e+18 | D-SOL-025 | D-Summer 450CX Solar Hot Water Complete System | null | Solar Heater |  | Active | PART-000045 | Check Valve 1/2'', BSP | 1 | 60
4.6025e+18 | D-SOL-025 | D-Summer 450CX Solar Hot Water Complete System | null | Solar Heater |  | Active | PART-000010 | Heating Element Incoloy 800, Red Sealant, 3kW/240V, L315mm, Straight | 1 | 45
4.6025e+18 | D-SOL-025 | D-Summer 450CX Solar Hot Water Complete System | null | Solar Heater |  | Active | RAWM-000015 | THERMOSTAT-AUTO ECO , 240VAC, 50HZ, 30A, 60C- 70C | 1 | 65
4.6025e+18 | D-SOL-025 | D-Summer 450CX Solar Hot Water Complete System | null | Solar Heater |  | Active | RAWM-000017 | TERMINAL BLOCK @ CONNECTOR | 1 | 0
4.6025e+18 | D-SOL-025 | D-Summer 450CX Solar Hot Water Complete System | null | Solar Heater |  | Active | SMFG-000005 | Thermostat Bracket, SS304 | 1 | 0
4.6025e+18 | D-SOL-025 | D-Summer 450CX Solar Hot Water Complete System | null | Solar Heater |  | Active | SMFG-000088 | CABLE WIRE GREY, 300/500V, 3 CORE, 2.5MM2 X 1500MM | 1 | 0
4.6025e+18 | D-SOL-025 | D-Summer 450CX Solar Hot Water Complete System | null | Solar Heater |  | Active | PART-000198 | ISOLATION BARRIER 110-220VAC, G1/2"(PTB),+UV,ITA-IB03 | 2 | 0
4.6025e+18 | D-SOL-025 | D-Summer 450CX Solar Hot Water Complete System | null | Solar Heater |  | Active | SMFG-000067 | COLLECTOR UNION COPPER, HARD R290, OD22MM X T0.9MM X L115MM | 4 | 0
4.6025e+18 | D-IKPVLBP-1 | D-PV Install Kit Concrete Low Portrait 1/R | Each | Solar PV | INSTALLATION KIT | Active | SLR-R02-LIGHT | Rail SLR-R02-Light 5200MM | 2 | 360
4.6025e+18 | D-IKPVLBP-1 | D-PV Install Kit Concrete Low Portrait 1/R | Each | Solar PV | INSTALLATION KIT | Active | SLR-EC-30-D | END CLAMP 30MM SLR-EC-30-D ( AL6005-T5 / SUS 304 ) | 8 | 40
4.6025e+18 | D-IKPVLBP-1 | D-PV Install Kit Concrete Low Portrait 1/R | Each | Solar PV | INSTALLATION KIT | Active | EK-D | GROUNDING LUG, HIGH BALLAST | 2 | 0
4.6025e+18 | D-IKPVLBP-1 | D-PV Install Kit Concrete Low Portrait 1/R | Each | Solar PV | INSTALLATION KIT | Active | T-514 | Stump | 8 | 0
4.6025e+18 | D-IKPVLBP-1 | D-PV Install Kit Concrete Low Portrait 1/R | Each | Solar PV | INSTALLATION KIT | Active | SLR-JG-GMTYN-12 | TRIPOD ANGLE BAR 45X45X1400MM | 2 | 0
4.6025e+18 | D-IKPVLBP-1 | D-PV Install Kit Concrete Low Portrait 1/R | Each | Solar PV | INSTALLATION KIT | Active | SLR-JG-GMTYN-12-150 | TRIPOD ANGLE BAR 45X45X150MM | 1 | 0
4.6025e+18 | D-IKPVLBP-1 | D-PV Install Kit Concrete Low Portrait 1/R | Each | Solar PV | INSTALLATION KIT | Active | SLR-JG-GMTYN-20 | BALLAST SUPPORT BLOCK | 1 | 0
4.6025e+18 | D-IKPVLBP-1 | D-PV Install Kit Concrete Low Portrait 1/R | Each | Solar PV | INSTALLATION KIT | Active | SLR-M8X25-04 | CAP SCREW SET | 3 | 0
4.6025e+18 | D-IKPVLBP-1 | D-PV Install Kit Concrete Low Portrait 1/R | Each | Solar PV | INSTALLATION KIT | Active | SLR-BR-02-D | RAIL CLAMP 02 | 2 | 0
4.6025e+18 | D-IKPVLBP-1 | D-PV Install Kit Concrete Low Portrait 1/R | Each | Solar PV | INSTALLATION KIT | Active | SLR-BS-MBP-XLM-01 | MIDDLE BALLASTED TRAY | 1 | 0
4.6025e+18 | D-IKPVLBP-1 | D-PV Install Kit Concrete Low Portrait 1/R | Each | Solar PV | INSTALLATION KIT | Active | ST5.5X19-01 | SELF TAPPING SCREW 5.5X19MM | 2 | 0
4.6025e+18 | D-IKPVLBP-1 | D-PV Install Kit Concrete Low Portrait 1/R | Each | Solar PV | INSTALLATION KIT | Active | XJ-AZ | PV MODULE CABLE CLIP | 2 | 0
4.6025e+18 | IKPVLBP-2 | PV Install Kit Concrete Low Portrait 2/R | Each | Solar PV | INSTALLATION KIT | Active | SLR-R02-LIGHT | Rail SLR-R02-Light 5200MM | 3 | 540
4.6025e+18 | IKPVLBP-2 | PV Install Kit Concrete Low Portrait 2/R | Each | Solar PV | INSTALLATION KIT | Active | SLR-MC-30-D | MID CLAMP 30MM SLR-MC-30-D ( AL6005-T5 / SUS 304 ) | 4 | 20
4.6025e+18 | IKPVLBP-2 | PV Install Kit Concrete Low Portrait 2/R | Each | Solar PV | INSTALLATION KIT | Active | SLR-EC-30-D | END CLAMP 30MM SLR-EC-30-D ( AL6005-T5 / SUS 304 ) | 8 | 40
4.6025e+18 | IKPVLBP-2 | PV Install Kit Concrete Low Portrait 2/R | Each | Solar PV | INSTALLATION KIT | Active | KS-BR1-GC | GROUNDING CLIP | 2 | 10
4.6025e+18 | IKPVLBP-2 | PV Install Kit Concrete Low Portrait 2/R | Each | Solar PV | INSTALLATION KIT | Active | EK-D | GROUNDING LUG, HIGH BALLAST | 2 | 0
4.6025e+18 | IKPVLBP-2 | PV Install Kit Concrete Low Portrait 2/R | Each | Solar PV | INSTALLATION KIT | Active | SLR-JG-GMTYN-12 | TRIPOD ANGLE BAR 45X45X1400MM | 4 | 0
4.6025e+18 | IKPVLBP-2 | PV Install Kit Concrete Low Portrait 2/R | Each | Solar PV | INSTALLATION KIT | Active | SLR-JG-GMTYN-12-150 | TRIPOD ANGLE BAR 45X45X150MM | 2 | 0
4.6025e+18 | IKPVLBP-2 | PV Install Kit Concrete Low Portrait 2/R | Each | Solar PV | INSTALLATION KIT | Active | SLR-JG-GMTYN-20 | BALLAST SUPPORT BLOCK | 2 | 0
4.6025e+18 | IKPVLBP-2 | PV Install Kit Concrete Low Portrait 2/R | Each | Solar PV | INSTALLATION KIT | Active | SLR-M8X25-04 | CAP SCREW SET | 6 | 0
4.6025e+18 | IKPVLBP-2 | PV Install Kit Concrete Low Portrait 2/R | Each | Solar PV | INSTALLATION KIT | Active | SLR-BR-02-D | RAIL CLAMP 02 | 4 | 0
4.6025e+18 | IKPVLBP-2 | PV Install Kit Concrete Low Portrait 2/R | Each | Solar PV | INSTALLATION KIT | Active | SLR-BS-MBP-XLM-01 | MIDDLE BALLASTED TRAY | 2 | 0
4.6025e+18 | IKPVLBP-2 | PV Install Kit Concrete Low Portrait 2/R | Each | Solar PV | INSTALLATION KIT | Active | ST5.5X19-01 | SELF TAPPING SCREW 5.5X19MM | 4 | 0
4.6025e+18 | IKPVLBP-2 | PV Install Kit Concrete Low Portrait 2/R | Each | Solar PV | INSTALLATION KIT | Active | XJ-AZ | PV MODULE CABLE CLIP | 4 | 0
4.6025e+18 | IKPVLBP-2 | PV Install Kit Concrete Low Portrait 2/R | Each | Solar PV | INSTALLATION KIT | Active | D-Stump | D-Stump | 1 | 0
4.6025e+18 | D-IKPVLBP-3 | D-PV Install Kit Concrete Low Portrait 3/R | Each | Solar PV | INSTALLATION KIT | Active | SLR-JG-GMTYN-12 | TRIPOD ANGLE BAR 45X45X1400MM | 6 | 0
4.6025e+18 | D-IKPVLBP-3 | D-PV Install Kit Concrete Low Portrait 3/R | Each | Solar PV | INSTALLATION KIT | Active | SLR-JG-GMTYN-12-150 | TRIPOD ANGLE BAR 45X45X150MM | 3 | 0
4.6025e+18 | D-IKPVLBP-3 | D-PV Install Kit Concrete Low Portrait 3/R | Each | Solar PV | INSTALLATION KIT | Active | SLR-JG-GMTYN-20 | BALLAST SUPPORT BLOCK | 3 | 0
4.6025e+18 | D-IKPVLBP-3 | D-PV Install Kit Concrete Low Portrait 3/R | Each | Solar PV | INSTALLATION KIT | Active | SLR-M8X25-04 | CAP SCREW SET | 9 | 0
4.6025e+18 | D-IKPVLBP-3 | D-PV Install Kit Concrete Low Portrait 3/R | Each | Solar PV | INSTALLATION KIT | Active | SLR-R02-LIGHT | Rail SLR-R02-Light 5200MM | 2 | 360
4.6025e+18 | D-IKPVLBP-3 | D-PV Install Kit Concrete Low Portrait 3/R | Each | Solar PV | INSTALLATION KIT | Active | SLR-BR-02-D | RAIL CLAMP 02 | 6 | 0
4.6025e+18 | D-IKPVLBP-3 | D-PV Install Kit Concrete Low Portrait 3/R | Each | Solar PV | INSTALLATION KIT | Active | SLR-MC-30-D | MID CLAMP 30MM SLR-MC-30-D ( AL6005-T5 / SUS 304 ) | 4 | 20
4.6025e+18 | D-IKPVLBP-3 | D-PV Install Kit Concrete Low Portrait 3/R | Each | Solar PV | INSTALLATION KIT | Active | SLR-EC-30-D | END CLAMP 30MM SLR-EC-30-D ( AL6005-T5 / SUS 304 ) | 4 | 20
4.6025e+18 | D-IKPVLBP-3 | D-PV Install Kit Concrete Low Portrait 3/R | Each | Solar PV | INSTALLATION KIT | Active | SLR-BS-MBP-XLM-01 | MIDDLE BALLASTED TRAY | 3 | 0
4.6025e+18 | D-IKPVLBP-3 | D-PV Install Kit Concrete Low Portrait 3/R | Each | Solar PV | INSTALLATION KIT | Active | ST5.5X19-01 | SELF TAPPING SCREW 5.5X19MM | 6 | 0
4.6025e+18 | D-IKPVLBP-3 | D-PV Install Kit Concrete Low Portrait 3/R | Each | Solar PV | INSTALLATION KIT | Active | XJ-AZ | PV MODULE CABLE CLIP | 6 | 0
4.6025e+18 | D-IKPVLBP-4 | D-PV Install Kit Concrete Low Portrait 4/R | Each | Solar PV | INSTALLATION KIT | Active | SLR-JG-GMTYN-12 | TRIPOD ANGLE BAR 45X45X1400MM | 8 | 0
4.6025e+18 | D-IKPVLBP-4 | D-PV Install Kit Concrete Low Portrait 4/R | Each | Solar PV | INSTALLATION KIT | Active | SLR-JG-GMTYN-12-150 | TRIPOD ANGLE BAR 45X45X150MM | 4 | 0
4.6025e+18 | D-IKPVLBP-4 | D-PV Install Kit Concrete Low Portrait 4/R | Each | Solar PV | INSTALLATION KIT | Active | SLR-JG-GMTYN-20 | BALLAST SUPPORT BLOCK | 4 | 0
4.6025e+18 | D-IKPVLBP-4 | D-PV Install Kit Concrete Low Portrait 4/R | Each | Solar PV | INSTALLATION KIT | Active | SLR-M8X25-04 | CAP SCREW SET | 12 | 0
4.6025e+18 | D-IKPVLBP-4 | D-PV Install Kit Concrete Low Portrait 4/R | Each | Solar PV | INSTALLATION KIT | Active | SLR-R02-LIGHT | Rail SLR-R02-Light 5200MM | 4 | 720
4.6025e+18 | D-IKPVLBP-4 | D-PV Install Kit Concrete Low Portrait 4/R | Each | Solar PV | INSTALLATION KIT | Active | SLR-BR-02-D | RAIL CLAMP 02 | 8 | 0
4.6025e+18 | D-IKPVLBP-4 | D-PV Install Kit Concrete Low Portrait 4/R | Each | Solar PV | INSTALLATION KIT | Active | SLR-MC-30-D | MID CLAMP 30MM SLR-MC-30-D ( AL6005-T5 / SUS 304 ) | 4 | 20
4.6025e+18 | D-IKPVLBP-4 | D-PV Install Kit Concrete Low Portrait 4/R | Each | Solar PV | INSTALLATION KIT | Active | SLR-EC-30-D | END CLAMP 30MM SLR-EC-30-D ( AL6005-T5 / SUS 304 ) | 6 | 30
4.6025e+18 | D-IKPVLBP-4 | D-PV Install Kit Concrete Low Portrait 4/R | Each | Solar PV | INSTALLATION KIT | Active | SLR-BS-MBP-XLM-01 | MIDDLE BALLASTED TRAY | 4 | 0
4.6025e+18 | D-IKPVLBP-4 | D-PV Install Kit Concrete Low Portrait 4/R | Each | Solar PV | INSTALLATION KIT | Active | ST5.5X19-01 | SELF TAPPING SCREW 5.5X19MM | 8 | 0
4.6025e+18 | D-IKPVLBP-4 | D-PV Install Kit Concrete Low Portrait 4/R | Each | Solar PV | INSTALLATION KIT | Active | XJ-AZ | PV MODULE CABLE CLIP | 8 | 0
4.6025e+18 | IKPVLBP-5 | PV Install Kit Concrete Low Portrait 5/R | Each | Solar PV | INSTALLATION KIT | Active | SLR-JG-GMTYN-12 | TRIPOD ANGLE BAR 45X45X1400MM | 10 | 0
4.6025e+18 | IKPVLBP-5 | PV Install Kit Concrete Low Portrait 5/R | Each | Solar PV | INSTALLATION KIT | Active | SLR-JG-GMTYN-12-150 | TRIPOD ANGLE BAR 45X45X150MM | 5 | 0
4.6025e+18 | IKPVLBP-5 | PV Install Kit Concrete Low Portrait 5/R | Each | Solar PV | INSTALLATION KIT | Active | SLR-JG-GMTYN-20 | BALLAST SUPPORT BLOCK | 5 | 0
4.6025e+18 | IKPVLBP-5 | PV Install Kit Concrete Low Portrait 5/R | Each | Solar PV | INSTALLATION KIT | Active | SLR-M8X25-04 | CAP SCREW SET | 15 | 0
4.6025e+18 | IKPVLBP-5 | PV Install Kit Concrete Low Portrait 5/R | Each | Solar PV | INSTALLATION KIT | Active | SLR-R02-LIGHT | Rail SLR-R02-Light 5200MM | 4 | 720
4.6025e+18 | IKPVLBP-5 | PV Install Kit Concrete Low Portrait 5/R | Each | Solar PV | INSTALLATION KIT | Active | SLR-BR-02-D | RAIL CLAMP 02 | 10 | 0
4.6025e+18 | IKPVLBP-5 | PV Install Kit Concrete Low Portrait 5/R | Each | Solar PV | INSTALLATION KIT | Active | SLR-MC-30-D | MID CLAMP 30MM SLR-MC-30-D ( AL6005-T5 / SUS 304 ) | 4 | 20
4.6025e+18 | IKPVLBP-5 | PV Install Kit Concrete Low Portrait 5/R | Each | Solar PV | INSTALLATION KIT | Active | SLR-EC-30-D | END CLAMP 30MM SLR-EC-30-D ( AL6005-T5 / SUS 304 ) | 8 | 40
4.6025e+18 | IKPVLBP-5 | PV Install Kit Concrete Low Portrait 5/R | Each | Solar PV | INSTALLATION KIT | Active | SLR-BS-MBP-XLM-01 | MIDDLE BALLASTED TRAY | 5 | 0
4.6025e+18 | IKPVLBP-5 | PV Install Kit Concrete Low Portrait 5/R | Each | Solar PV | INSTALLATION KIT | Active | ST5.5X19-01 | SELF TAPPING SCREW 5.5X19MM | 10 | 0
4.6025e+18 | IKPVLBP-5 | PV Install Kit Concrete Low Portrait 5/R | Each | Solar PV | INSTALLATION KIT | Active | XJ-AZ | PV MODULE CABLE CLIP | 10 | 0
4.6025e+18 | IKPVLBP-6 | PV Install Kit Concrete Low Portrait 6/R | Each | Solar PV | INSTALLATION KIT | Active | SLR-JG-GMTYN-12 | TRIPOD ANGLE BAR 45X45X1400MM | 12 | 0
4.6025e+18 | IKPVLBP-6 | PV Install Kit Concrete Low Portrait 6/R | Each | Solar PV | INSTALLATION KIT | Active | SLR-JG-GMTYN-12-150 | TRIPOD ANGLE BAR 45X45X150MM | 6 | 0
4.6025e+18 | IKPVLBP-6 | PV Install Kit Concrete Low Portrait 6/R | Each | Solar PV | INSTALLATION KIT | Active | SLR-JG-GMTYN-20 | BALLAST SUPPORT BLOCK | 6 | 0
4.6025e+18 | IKPVLBP-6 | PV Install Kit Concrete Low Portrait 6/R | Each | Solar PV | INSTALLATION KIT | Active | SLR-M8X25-04 | CAP SCREW SET | 18 | 0
4.6025e+18 | IKPVLBP-6 | PV Install Kit Concrete Low Portrait 6/R | Each | Solar PV | INSTALLATION KIT | Active | SLR-R02-LIGHT | Rail SLR-R02-Light 5200MM | 4 | 720
4.6025e+18 | IKPVLBP-6 | PV Install Kit Concrete Low Portrait 6/R | Each | Solar PV | INSTALLATION KIT | Active | SLR-BR-02-D | RAIL CLAMP 02 | 12 | 0
4.6025e+18 | IKPVLBP-6 | PV Install Kit Concrete Low Portrait 6/R | Each | Solar PV | INSTALLATION KIT | Active | SLR-MC-30-D | MID CLAMP 30MM SLR-MC-30-D ( AL6005-T5 / SUS 304 ) | 4 | 20
4.6025e+18 | IKPVLBP-6 | PV Install Kit Concrete Low Portrait 6/R | Each | Solar PV | INSTALLATION KIT | Active | SLR-EC-30-D | END CLAMP 30MM SLR-EC-30-D ( AL6005-T5 / SUS 304 ) | 10 | 50
4.6025e+18 | IKPVLBP-6 | PV Install Kit Concrete Low Portrait 6/R | Each | Solar PV | INSTALLATION KIT | Active | SLR-BS-MBP-XLM-01 | MIDDLE BALLASTED TRAY | 6 | 0
4.6025e+18 | IKPVLBP-6 | PV Install Kit Concrete Low Portrait 6/R | Each | Solar PV | INSTALLATION KIT | Active | ST5.5X19-01 | SELF TAPPING SCREW 5.5X19MM | 12 | 0
4.6025e+18 | IKPVLBP-6 | PV Install Kit Concrete Low Portrait 6/R | Each | Solar PV | INSTALLATION KIT | Active | XJ-AZ | PV MODULE CABLE CLIP | 12 | 0
4.6025e+18 | D-IKPVLBP-7 | D-PV Install Kit Concrete Low Portrait 7/R | Each | Solar PV | INSTALLATION KIT | Active | SLR-JG-GMTYN-12 | TRIPOD ANGLE BAR 45X45X1400MM | 14 | 0
4.6025e+18 | D-IKPVLBP-7 | D-PV Install Kit Concrete Low Portrait 7/R | Each | Solar PV | INSTALLATION KIT | Active | SLR-JG-GMTYN-12-150 | TRIPOD ANGLE BAR 45X45X150MM | 7 | 0
4.6025e+18 | D-IKPVLBP-7 | D-PV Install Kit Concrete Low Portrait 7/R | Each | Solar PV | INSTALLATION KIT | Active | SLR-JG-GMTYN-20 | BALLAST SUPPORT BLOCK | 7 | 0
4.6025e+18 | D-IKPVLBP-7 | D-PV Install Kit Concrete Low Portrait 7/R | Each | Solar PV | INSTALLATION KIT | Active | SLR-M8X25-04 | CAP SCREW SET | 21 | 0
4.6025e+18 | D-IKPVLBP-7 | D-PV Install Kit Concrete Low Portrait 7/R | Each | Solar PV | INSTALLATION KIT | Active | SLR-R02-LIGHT | Rail SLR-R02-Light 5200MM | 6 | 1080
4.6025e+18 | D-IKPVLBP-7 | D-PV Install Kit Concrete Low Portrait 7/R | Each | Solar PV | INSTALLATION KIT | Active | SLR-BR-02-D | RAIL CLAMP 02 | 14 | 0
4.6025e+18 | D-IKPVLBP-7 | D-PV Install Kit Concrete Low Portrait 7/R | Each | Solar PV | INSTALLATION KIT | Active | SLR-MC-30-D | MID CLAMP 30MM SLR-MC-30-D ( AL6005-T5 / SUS 304 ) | 4 | 20
4.6025e+18 | D-IKPVLBP-7 | D-PV Install Kit Concrete Low Portrait 7/R | Each | Solar PV | INSTALLATION KIT | Active | SLR-EC-30-D | END CLAMP 30MM SLR-EC-30-D ( AL6005-T5 / SUS 304 ) | 12 | 60
4.6025e+18 | D-IKPVLBP-7 | D-PV Install Kit Concrete Low Portrait 7/R | Each | Solar PV | INSTALLATION KIT | Active | SLR-BS-MBP-XLM-01 | MIDDLE BALLASTED TRAY | 7 | 0
4.6025e+18 | D-IKPVLBP-7 | D-PV Install Kit Concrete Low Portrait 7/R | Each | Solar PV | INSTALLATION KIT | Active | ST5.5X19-01 | SELF TAPPING SCREW 5.5X19MM | 14 | 0
4.6025e+18 | D-IKPVLBP-7 | D-PV Install Kit Concrete Low Portrait 7/R | Each | Solar PV | INSTALLATION KIT | Active | XJ-AZ | PV MODULE CABLE CLIP | 14 | 0
4.6025e+18 | IKPVLBP-8 | PV Install Kit Concrete Low Portrait 8/R | Each | Solar PV | INSTALLATION KIT | Active | SLR-JG-GMTYN-12 | TRIPOD ANGLE BAR 45X45X1400MM | 16 | 0
4.6025e+18 | IKPVLBP-8 | PV Install Kit Concrete Low Portrait 8/R | Each | Solar PV | INSTALLATION KIT | Active | SLR-JG-GMTYN-12-150 | TRIPOD ANGLE BAR 45X45X150MM | 8 | 0
4.6025e+18 | IKPVLBP-8 | PV Install Kit Concrete Low Portrait 8/R | Each | Solar PV | INSTALLATION KIT | Active | SLR-JG-GMTYN-20 | BALLAST SUPPORT BLOCK | 8 | 0
4.6025e+18 | IKPVLBP-8 | PV Install Kit Concrete Low Portrait 8/R | Each | Solar PV | INSTALLATION KIT | Active | SLR-M8X25-04 | CAP SCREW SET | 24 | 0
4.6025e+18 | IKPVLBP-8 | PV Install Kit Concrete Low Portrait 8/R | Each | Solar PV | INSTALLATION KIT | Active | SLR-R02-LIGHT | Rail SLR-R02-Light 5200MM | 6 | 1080
4.6025e+18 | IKPVLBP-8 | PV Install Kit Concrete Low Portrait 8/R | Each | Solar PV | INSTALLATION KIT | Active | SLR-BR-02-D | RAIL CLAMP 02 | 16 | 0
4.6025e+18 | IKPVLBP-8 | PV Install Kit Concrete Low Portrait 8/R | Each | Solar PV | INSTALLATION KIT | Active | SLR-MC-30-D | MID CLAMP 30MM SLR-MC-30-D ( AL6005-T5 / SUS 304 ) | 4 | 20
4.6025e+18 | IKPVLBP-8 | PV Install Kit Concrete Low Portrait 8/R | Each | Solar PV | INSTALLATION KIT | Active | SLR-EC-30-D | END CLAMP 30MM SLR-EC-30-D ( AL6005-T5 / SUS 304 ) | 14 | 70
4.6025e+18 | IKPVLBP-8 | PV Install Kit Concrete Low Portrait 8/R | Each | Solar PV | INSTALLATION KIT | Active | SLR-BS-MBP-XLM-01 | MIDDLE BALLASTED TRAY | 8 | 0
4.6025e+18 | IKPVLBP-8 | PV Install Kit Concrete Low Portrait 8/R | Each | Solar PV | INSTALLATION KIT | Active | ST5.5X19-01 | SELF TAPPING SCREW 5.5X19MM | 16 | 0
4.6025e+18 | IKPVLBP-8 | PV Install Kit Concrete Low Portrait 8/R | Each | Solar PV | INSTALLATION KIT | Active | XJ-AZ | PV MODULE CABLE CLIP | 16 | 0
4.6025e+18 | D-IKPVLBL-1 | D-PV Install Kit Concrete Low Landscape 1/R | Each | Solar PV | INSTALLATION KIT | Active | SLR-R02-LIGHT | Rail SLR-R02-Light 5200MM | 1 | 180
4.6025e+18 | D-IKPVLBL-1 | D-PV Install Kit Concrete Low Landscape 1/R | Each | Solar PV | INSTALLATION KIT | Active | SLR-EC-30-D | END CLAMP 30MM SLR-EC-30-D ( AL6005-T5 / SUS 304 ) | 4 | 20
4.6025e+18 | D-IKPVLBL-1 | D-PV Install Kit Concrete Low Landscape 1/R | Each | Solar PV | INSTALLATION KIT | Active | EK-D | GROUNDING LUG, HIGH BALLAST | 2 | 0
4.6025e+18 | D-IKPVLBL-1 | D-PV Install Kit Concrete Low Landscape 1/R | Each | Solar PV | INSTALLATION KIT | Active | T-514 | Stump | 8 | 0
4.6025e+18 | D-IKPVLBL-1 | D-PV Install Kit Concrete Low Landscape 1/R | Each | Solar PV | INSTALLATION KIT | Active | R11-6000 | RAIL SLR-R11 6000MM | 1 | 0
4.6025e+18 | D-IKPVLBL-1 | D-PV Install Kit Concrete Low Landscape 1/R | Each | Solar PV | INSTALLATION KIT | Active | RS-03-180 | RAIL JOINER 180MM | 1 | 0
4.6025e+18 | D-IKPVLBL-1 | D-PV Install Kit Concrete Low Landscape 1/R | Each | Solar PV | INSTALLATION KIT | Active | COBE-FE-10-40 | FRONT LEG 10 40MM | 2 | 0
4.6025e+18 | D-IKPVLBL-1 | D-PV Install Kit Concrete Low Landscape 1/R | Each | Solar PV | INSTALLATION KIT | Active | COBE-RE-10-D-267 | REAR LEG 10 267MM | 2 | 0
4.6025e+18 | D-IKPVLBL-1 | D-PV Install Kit Concrete Low Landscape 1/R | Each | Solar PV | INSTALLATION KIT | Active | COB-BN-01-40 | T NUT WITH BOT 40MM | 4 | 0
4.6025e+18 | D-IKPVLBL-1 | D-PV Install Kit Concrete Low Landscape 1/R | Each | Solar PV | INSTALLATION KIT | Active | SLR-BS-MBP-XLM-01 | MIDDLE BALLASTED TRAY | 2 | 0
4.6025e+18 | D-IKPVLBL-1 | D-PV Install Kit Concrete Low Landscape 1/R | Each | Solar PV | INSTALLATION KIT | Active | ST5.5X32-01 | SELF TAPPING SCREW 5.5X32MM | 4 | 0
4.6025e+18 | D-IKPVLBL-1 | D-PV Install Kit Concrete Low Landscape 1/R | Each | Solar PV | INSTALLATION KIT | Active | SLR-EK-D | GROUNDING LUG SLR-EK-D ( AL6005-5 / SUS 304 ) | 2 | 20
4.6025e+18 | D-IKPVLBL-1 | D-PV Install Kit Concrete Low Landscape 1/R | Each | Solar PV | INSTALLATION KIT | Active | XJ-AZ | PV MODULE CABLE CLIP | 2 | 0
4.6025e+18 | IKPVLBL-2 | PV Install Kit Concrete Low Landscape 2/R | Each | Solar PV | INSTALLATION KIT | Active | SLR-R02-LIGHT | Rail SLR-R02-Light 5200MM | 1 | 180
4.6025e+18 | IKPVLBL-2 | PV Install Kit Concrete Low Landscape 2/R | Each | Solar PV | INSTALLATION KIT | Active | SLR-MC-30-D | MID CLAMP 30MM SLR-MC-30-D ( AL6005-T5 / SUS 304 ) | 2 | 10
4.6025e+18 | IKPVLBL-2 | PV Install Kit Concrete Low Landscape 2/R | Each | Solar PV | INSTALLATION KIT | Active | SLR-EC-30-D | END CLAMP 30MM SLR-EC-30-D ( AL6005-T5 / SUS 304 ) | 4 | 20
4.6025e+18 | IKPVLBL-2 | PV Install Kit Concrete Low Landscape 2/R | Each | Solar PV | INSTALLATION KIT | Active | KS-BR1-GC | GROUNDING CLIP | 2 | 10
4.6025e+18 | IKPVLBL-2 | PV Install Kit Concrete Low Landscape 2/R | Each | Solar PV | INSTALLATION KIT | Active | EK-D | GROUNDING LUG, HIGH BALLAST | 2 | 0
4.6025e+18 | IKPVLBL-2 | PV Install Kit Concrete Low Landscape 2/R | Each | Solar PV | INSTALLATION KIT | Active | T-514 | Stump | 12 | 0
4.6025e+18 | IKPVLBL-2 | PV Install Kit Concrete Low Landscape 2/R | Each | Solar PV | INSTALLATION KIT | Active | R11-6000 | RAIL SLR-R11 6000MM | 2 | 0
4.6025e+18 | IKPVLBL-2 | PV Install Kit Concrete Low Landscape 2/R | Each | Solar PV | INSTALLATION KIT | Active | RS-03-180 | RAIL JOINER 180MM | 1 | 0
4.6025e+18 | IKPVLBL-2 | PV Install Kit Concrete Low Landscape 2/R | Each | Solar PV | INSTALLATION KIT | Active | COBE-FE-10-40 | FRONT LEG 10 40MM | 4 | 0
4.6025e+18 | IKPVLBL-2 | PV Install Kit Concrete Low Landscape 2/R | Each | Solar PV | INSTALLATION KIT | Active | COBE-RE-10-D-267 | REAR LEG 10 267MM | 4 | 0
4.6025e+18 | IKPVLBL-2 | PV Install Kit Concrete Low Landscape 2/R | Each | Solar PV | INSTALLATION KIT | Active | COB-BN-01-40 | T NUT WITH BOT 40MM | 8 | 0
4.6025e+18 | IKPVLBL-2 | PV Install Kit Concrete Low Landscape 2/R | Each | Solar PV | INSTALLATION KIT | Active | SLR-BS-MBP-XLM-01 | MIDDLE BALLASTED TRAY | 4 | 0
4.6025e+18 | IKPVLBL-2 | PV Install Kit Concrete Low Landscape 2/R | Each | Solar PV | INSTALLATION KIT | Active | ST5.5X32-01 | SELF TAPPING SCREW 5.5X32MM | 8 | 0
4.6025e+18 | IKPVLBL-2 | PV Install Kit Concrete Low Landscape 2/R | Each | Solar PV | INSTALLATION KIT | Active | SLR-EK-D | GROUNDING LUG SLR-EK-D ( AL6005-5 / SUS 304 ) | 2 | 20
4.6025e+18 | IKPVLBL-2 | PV Install Kit Concrete Low Landscape 2/R | Each | Solar PV | INSTALLATION KIT | Active | XJ-AZ | PV MODULE CABLE CLIP | 4 | 0
4.6025e+18 | D-IKPVLBL-3 | D-PV Install Kit Concrete Low Landscape 3/R | Each | Solar PV | INSTALLATION KIT | Active | SLR-R02-LIGHT | Rail SLR-R02-Light 5200MM | 2 | 360
4.6025e+18 | D-IKPVLBL-3 | D-PV Install Kit Concrete Low Landscape 3/R | Each | Solar PV | INSTALLATION KIT | Active | SLR-RS-01-L-D | Rail Splice | 2 | 30
4.6025e+18 | D-IKPVLBL-3 | D-PV Install Kit Concrete Low Landscape 3/R | Each | Solar PV | INSTALLATION KIT | Active | SLR-MC-30-D | MID CLAMP 30MM SLR-MC-30-D ( AL6005-T5 / SUS 304 ) | 4 | 20
4.6025e+18 | D-IKPVLBL-3 | D-PV Install Kit Concrete Low Landscape 3/R | Each | Solar PV | INSTALLATION KIT | Active | SLR-EC-30-D | END CLAMP 30MM SLR-EC-30-D ( AL6005-T5 / SUS 304 ) | 4 | 20
4.6025e+18 | D-IKPVLBL-3 | D-PV Install Kit Concrete Low Landscape 3/R | Each | Solar PV | INSTALLATION KIT | Active | KS-BR1-GC | GROUNDING CLIP | 4 | 20
4.6025e+18 | D-IKPVLBL-3 | D-PV Install Kit Concrete Low Landscape 3/R | Each | Solar PV | INSTALLATION KIT | Active | EK-D | GROUNDING LUG, HIGH BALLAST | 2 | 0
4.6025e+18 | D-IKPVLBL-3 | D-PV Install Kit Concrete Low Landscape 3/R | Each | Solar PV | INSTALLATION KIT | Active | T-514 | Stump | 16 | 0
4.6025e+18 | D-IKPVLBL-3 | D-PV Install Kit Concrete Low Landscape 3/R | Each | Solar PV | INSTALLATION KIT | Active | R11-6000 | RAIL SLR-R11 6000MM | 2 | 0
4.6025e+18 | D-IKPVLBL-3 | D-PV Install Kit Concrete Low Landscape 3/R | Each | Solar PV | INSTALLATION KIT | Active | RS-03-180 | RAIL JOINER 180MM | 2 | 0
4.6025e+18 | D-IKPVLBL-3 | D-PV Install Kit Concrete Low Landscape 3/R | Each | Solar PV | INSTALLATION KIT | Active | COBE-FE-10-40 | FRONT LEG 10 40MM | 6 | 0
4.6025e+18 | D-IKPVLBL-3 | D-PV Install Kit Concrete Low Landscape 3/R | Each | Solar PV | INSTALLATION KIT | Active | COBE-RE-10-D-267 | REAR LEG 10 267MM | 6 | 0
4.6025e+18 | D-IKPVLBL-3 | D-PV Install Kit Concrete Low Landscape 3/R | Each | Solar PV | INSTALLATION KIT | Active | COB-BN-01-40 | T NUT WITH BOT 40MM | 12 | 0
4.6025e+18 | D-IKPVLBL-3 | D-PV Install Kit Concrete Low Landscape 3/R | Each | Solar PV | INSTALLATION KIT | Active | SLR-BS-MBP-XLM-01 | MIDDLE BALLASTED TRAY | 6 | 0
4.6025e+18 | D-IKPVLBL-3 | D-PV Install Kit Concrete Low Landscape 3/R | Each | Solar PV | INSTALLATION KIT | Active | ST5.5X32-01 | SELF TAPPING SCREW 5.5X32MM | 12 | 0
4.6025e+18 | D-IKPVLBL-3 | D-PV Install Kit Concrete Low Landscape 3/R | Each | Solar PV | INSTALLATION KIT | Active | SLR-EK-D | GROUNDING LUG SLR-EK-D ( AL6005-5 / SUS 304 ) | 2 | 20
4.6025e+18 | D-IKPVLBL-3 | D-PV Install Kit Concrete Low Landscape 3/R | Each | Solar PV | INSTALLATION KIT | Active | XJ-AZ | PV MODULE CABLE CLIP | 6 | 0
4.6025e+18 | IKPVLBL-4 | PV INSTALL KIT CONCRETE LOW LANDSCAPE 4/R | Each | Solar PV | INSTALLATION KIT | Active | SLR-R02-LIGHT | Rail SLR-R02-Light 5200MM | 2 | 360
4.6025e+18 | IKPVLBL-4 | PV INSTALL KIT CONCRETE LOW LANDSCAPE 4/R | Each | Solar PV | INSTALLATION KIT | Active | SLR-RS-01-L-D | Rail Splice | 2 | 30
4.6025e+18 | IKPVLBL-4 | PV INSTALL KIT CONCRETE LOW LANDSCAPE 4/R | Each | Solar PV | INSTALLATION KIT | Active | SLR-MC-30-D | MID CLAMP 30MM SLR-MC-30-D ( AL6005-T5 / SUS 304 ) | 6 | 30
4.6025e+18 | IKPVLBL-4 | PV INSTALL KIT CONCRETE LOW LANDSCAPE 4/R | Each | Solar PV | INSTALLATION KIT | Active | SLR-EC-30-D | END CLAMP 30MM SLR-EC-30-D ( AL6005-T5 / SUS 304 ) | 4 | 20
4.6025e+18 | IKPVLBL-4 | PV INSTALL KIT CONCRETE LOW LANDSCAPE 4/R | Each | Solar PV | INSTALLATION KIT | Active | KS-BR1-GC | GROUNDING CLIP | 6 | 30
4.6025e+18 | IKPVLBL-4 | PV INSTALL KIT CONCRETE LOW LANDSCAPE 4/R | Each | Solar PV | INSTALLATION KIT | Active | EK-D | GROUNDING LUG, HIGH BALLAST | 2 | 0
4.6025e+18 | IKPVLBL-4 | PV INSTALL KIT CONCRETE LOW LANDSCAPE 4/R | Each | Solar PV | INSTALLATION KIT | Active | T-514 | Stump | 20 | 0
4.6025e+18 | IKPVLBL-4 | PV INSTALL KIT CONCRETE LOW LANDSCAPE 4/R | Each | Solar PV | INSTALLATION KIT | Active | R11-6000 | RAIL SLR-R11 6000MM | 2 | 0
4.6025e+18 | IKPVLBL-4 | PV INSTALL KIT CONCRETE LOW LANDSCAPE 4/R | Each | Solar PV | INSTALLATION KIT | Active | RS-03-180 | RAIL JOINER 180MM | 2 | 0
4.6025e+18 | IKPVLBL-4 | PV INSTALL KIT CONCRETE LOW LANDSCAPE 4/R | Each | Solar PV | INSTALLATION KIT | Active | COBE-FE-10-40 | FRONT LEG 10 40MM | 8 | 0
4.6025e+18 | IKPVLBL-4 | PV INSTALL KIT CONCRETE LOW LANDSCAPE 4/R | Each | Solar PV | INSTALLATION KIT | Active | COBE-RE-10-D-267 | REAR LEG 10 267MM | 8 | 0
4.6025e+18 | IKPVLBL-4 | PV INSTALL KIT CONCRETE LOW LANDSCAPE 4/R | Each | Solar PV | INSTALLATION KIT | Active | COB-BN-01-40 | T NUT WITH BOT 40MM | 16 | 0
4.6025e+18 | IKPVLBL-4 | PV INSTALL KIT CONCRETE LOW LANDSCAPE 4/R | Each | Solar PV | INSTALLATION KIT | Active | SLR-BS-MBP-XLM-01 | MIDDLE BALLASTED TRAY | 8 | 0
4.6025e+18 | IKPVLBL-4 | PV INSTALL KIT CONCRETE LOW LANDSCAPE 4/R | Each | Solar PV | INSTALLATION KIT | Active | ST5.5X32-01 | SELF TAPPING SCREW 5.5X32MM | 16 | 0
4.6025e+18 | IKPVLBL-4 | PV INSTALL KIT CONCRETE LOW LANDSCAPE 4/R | Each | Solar PV | INSTALLATION KIT | Active | SLR-EK-D | GROUNDING LUG SLR-EK-D ( AL6005-5 / SUS 304 ) | 2 | 20
4.6025e+18 | IKPVLBL-4 | PV INSTALL KIT CONCRETE LOW LANDSCAPE 4/R | Each | Solar PV | INSTALLATION KIT | Active | XJ-AZ | PV MODULE CABLE CLIP | 8 | 0
4.6025e+18 | D-IKPVLBL-5 | D-PV INSTALL KIT CONCRETE LOW LANDSCAPE 5/R | Each | Solar PV | INSTALLATION KIT | Active | SLR-R02-LIGHT | Rail SLR-R02-Light 5200MM | 3 | 540
4.6025e+18 | D-IKPVLBL-5 | D-PV INSTALL KIT CONCRETE LOW LANDSCAPE 5/R | Each | Solar PV | INSTALLATION KIT | Active | SLR-RS-01-L-D | Rail Splice | 4 | 60
4.6025e+18 | D-IKPVLBL-5 | D-PV INSTALL KIT CONCRETE LOW LANDSCAPE 5/R | Each | Solar PV | INSTALLATION KIT | Active | SLR-MC-30-D | MID CLAMP 30MM SLR-MC-30-D ( AL6005-T5 / SUS 304 ) | 8 | 40
4.6025e+18 | D-IKPVLBL-5 | D-PV INSTALL KIT CONCRETE LOW LANDSCAPE 5/R | Each | Solar PV | INSTALLATION KIT | Active | SLR-EC-30-D | END CLAMP 30MM SLR-EC-30-D ( AL6005-T5 / SUS 304 ) | 4 | 20
4.6025e+18 | D-IKPVLBL-5 | D-PV INSTALL KIT CONCRETE LOW LANDSCAPE 5/R | Each | Solar PV | INSTALLATION KIT | Active | KS-BR1-GC | GROUNDING CLIP | 8 | 40
4.6025e+18 | D-IKPVLBL-5 | D-PV INSTALL KIT CONCRETE LOW LANDSCAPE 5/R | Each | Solar PV | INSTALLATION KIT | Active | EK-D | GROUNDING LUG, HIGH BALLAST | 2 | 0
4.6025e+18 | D-IKPVLBL-5 | D-PV INSTALL KIT CONCRETE LOW LANDSCAPE 5/R | Each | Solar PV | INSTALLATION KIT | Active | T-514 | Stump | 24 | 0
4.6025e+18 | D-IKPVLBL-5 | D-PV INSTALL KIT CONCRETE LOW LANDSCAPE 5/R | Each | Solar PV | INSTALLATION KIT | Active | R11-6000 | RAIL SLR-R11 6000MM | 4 | 0
4.6025e+18 | D-IKPVLBL-5 | D-PV INSTALL KIT CONCRETE LOW LANDSCAPE 5/R | Each | Solar PV | INSTALLATION KIT | Active | RS-03-180 | RAIL JOINER 180MM | 4 | 0
4.6025e+18 | D-IKPVLBL-5 | D-PV INSTALL KIT CONCRETE LOW LANDSCAPE 5/R | Each | Solar PV | INSTALLATION KIT | Active | COBE-FE-10-40 | FRONT LEG 10 40MM | 10 | 0
4.6025e+18 | D-IKPVLBL-5 | D-PV INSTALL KIT CONCRETE LOW LANDSCAPE 5/R | Each | Solar PV | INSTALLATION KIT | Active | COBE-RE-10-D-267 | REAR LEG 10 267MM | 10 | 0
4.6025e+18 | D-IKPVLBL-5 | D-PV INSTALL KIT CONCRETE LOW LANDSCAPE 5/R | Each | Solar PV | INSTALLATION KIT | Active | COB-BN-01-40 | T NUT WITH BOT 40MM | 20 | 0
4.6025e+18 | D-IKPVLBL-5 | D-PV INSTALL KIT CONCRETE LOW LANDSCAPE 5/R | Each | Solar PV | INSTALLATION KIT | Active | SLR-BS-MBP-XLM-01 | MIDDLE BALLASTED TRAY | 10 | 0
4.6025e+18 | D-IKPVLBL-5 | D-PV INSTALL KIT CONCRETE LOW LANDSCAPE 5/R | Each | Solar PV | INSTALLATION KIT | Active | ST5.5X32-01 | SELF TAPPING SCREW 5.5X32MM | 20 | 0
4.6025e+18 | D-IKPVLBL-5 | D-PV INSTALL KIT CONCRETE LOW LANDSCAPE 5/R | Each | Solar PV | INSTALLATION KIT | Active | SLR-EK-D | GROUNDING LUG SLR-EK-D ( AL6005-5 / SUS 304 ) | 2 | 20
4.6025e+18 | D-IKPVLBL-5 | D-PV INSTALL KIT CONCRETE LOW LANDSCAPE 5/R | Each | Solar PV | INSTALLATION KIT | Active | XJ-AZ | PV MODULE CABLE CLIP | 10 | 0
4.6025e+18 | IKPVLBL-6 | PV INSTALL KIT CONCRETE LOW LANDSCAPE 6/R | Each | Solar PV | INSTALLATION KIT | Active | SLR-R02-LIGHT | Rail SLR-R02-Light 5200MM | 3 | 540
4.6025e+18 | IKPVLBL-6 | PV INSTALL KIT CONCRETE LOW LANDSCAPE 6/R | Each | Solar PV | INSTALLATION KIT | Active | SLR-RS-01-L-D | Rail Splice | 4 | 60
4.6025e+18 | IKPVLBL-6 | PV INSTALL KIT CONCRETE LOW LANDSCAPE 6/R | Each | Solar PV | INSTALLATION KIT | Active | SLR-MC-30-D | MID CLAMP 30MM SLR-MC-30-D ( AL6005-T5 / SUS 304 ) | 10 | 50
4.6025e+18 | IKPVLBL-6 | PV INSTALL KIT CONCRETE LOW LANDSCAPE 6/R | Each | Solar PV | INSTALLATION KIT | Active | SLR-EC-30-D | END CLAMP 30MM SLR-EC-30-D ( AL6005-T5 / SUS 304 ) | 4 | 20
4.6025e+18 | IKPVLBL-6 | PV INSTALL KIT CONCRETE LOW LANDSCAPE 6/R | Each | Solar PV | INSTALLATION KIT | Active | KS-BR1-GC | GROUNDING CLIP | 10 | 50
4.6025e+18 | IKPVLBL-6 | PV INSTALL KIT CONCRETE LOW LANDSCAPE 6/R | Each | Solar PV | INSTALLATION KIT | Active | EK-D | GROUNDING LUG, HIGH BALLAST | 2 | 0
4.6025e+18 | IKPVLBL-6 | PV INSTALL KIT CONCRETE LOW LANDSCAPE 6/R | Each | Solar PV | INSTALLATION KIT | Active | T-514 | Stump | 28 | 0
4.6025e+18 | IKPVLBL-6 | PV INSTALL KIT CONCRETE LOW LANDSCAPE 6/R | Each | Solar PV | INSTALLATION KIT | Active | R11-6000 | RAIL SLR-R11 6000MM | 4 | 0
4.6025e+18 | IKPVLBL-6 | PV INSTALL KIT CONCRETE LOW LANDSCAPE 6/R | Each | Solar PV | INSTALLATION KIT | Active | RS-03-180 | RAIL JOINER 180MM | 4 | 0
4.6025e+18 | IKPVLBL-6 | PV INSTALL KIT CONCRETE LOW LANDSCAPE 6/R | Each | Solar PV | INSTALLATION KIT | Active | COBE-FE-10-40 | FRONT LEG 10 40MM | 12 | 0
4.6025e+18 | IKPVLBL-6 | PV INSTALL KIT CONCRETE LOW LANDSCAPE 6/R | Each | Solar PV | INSTALLATION KIT | Active | COBE-RE-10-D-267 | REAR LEG 10 267MM | 12 | 0
4.6025e+18 | IKPVLBL-6 | PV INSTALL KIT CONCRETE LOW LANDSCAPE 6/R | Each | Solar PV | INSTALLATION KIT | Active | COB-BN-01-40 | T NUT WITH BOT 40MM | 24 | 0
4.6025e+18 | IKPVLBL-6 | PV INSTALL KIT CONCRETE LOW LANDSCAPE 6/R | Each | Solar PV | INSTALLATION KIT | Active | SLR-BS-MBP-XLM-01 | MIDDLE BALLASTED TRAY | 12 | 0
4.6025e+18 | IKPVLBL-6 | PV INSTALL KIT CONCRETE LOW LANDSCAPE 6/R | Each | Solar PV | INSTALLATION KIT | Active | ST5.5X32-01 | SELF TAPPING SCREW 5.5X32MM | 24 | 0
4.6025e+18 | IKPVLBL-6 | PV INSTALL KIT CONCRETE LOW LANDSCAPE 6/R | Each | Solar PV | INSTALLATION KIT | Active | SLR-EK-D | GROUNDING LUG SLR-EK-D ( AL6005-5 / SUS 304 ) | 2 | 20
4.6025e+18 | IKPVLBL-6 | PV INSTALL KIT CONCRETE LOW LANDSCAPE 6/R | Each | Solar PV | INSTALLATION KIT | Active | XJ-AZ | PV MODULE CABLE CLIP | 12 | 0
4.6025e+18 | IKPVLBL-7 | PV INSTALL KIT CONCRETE LOW LANDSCAPE 7/R | Each | Solar PV | INSTALLATION KIT | Active | SLR-R02-LIGHT | Rail SLR-R02-Light 5200MM | 4 | 720
4.6025e+18 | IKPVLBL-7 | PV INSTALL KIT CONCRETE LOW LANDSCAPE 7/R | Each | Solar PV | INSTALLATION KIT | Active | SLR-RS-01-L-D | Rail Splice | 6 | 90
4.6025e+18 | IKPVLBL-7 | PV INSTALL KIT CONCRETE LOW LANDSCAPE 7/R | Each | Solar PV | INSTALLATION KIT | Active | SLR-MC-30-D | MID CLAMP 30MM SLR-MC-30-D ( AL6005-T5 / SUS 304 ) | 12 | 60
4.6025e+18 | IKPVLBL-7 | PV INSTALL KIT CONCRETE LOW LANDSCAPE 7/R | Each | Solar PV | INSTALLATION KIT | Active | SLR-EC-30-D | END CLAMP 30MM SLR-EC-30-D ( AL6005-T5 / SUS 304 ) | 4 | 20
4.6025e+18 | IKPVLBL-7 | PV INSTALL KIT CONCRETE LOW LANDSCAPE 7/R | Each | Solar PV | INSTALLATION KIT | Active | KS-BR1-GC | GROUNDING CLIP | 12 | 60
4.6025e+18 | IKPVLBL-7 | PV INSTALL KIT CONCRETE LOW LANDSCAPE 7/R | Each | Solar PV | INSTALLATION KIT | Active | EK-D | GROUNDING LUG, HIGH BALLAST | 2 | 0
4.6025e+18 | IKPVLBL-7 | PV INSTALL KIT CONCRETE LOW LANDSCAPE 7/R | Each | Solar PV | INSTALLATION KIT | Active | T-514 | Stump | 32 | 0
4.6025e+18 | IKPVLBL-7 | PV INSTALL KIT CONCRETE LOW LANDSCAPE 7/R | Each | Solar PV | INSTALLATION KIT | Active | R11-6000 | RAIL SLR-R11 6000MM | 4 | 0
4.6025e+18 | IKPVLBL-7 | PV INSTALL KIT CONCRETE LOW LANDSCAPE 7/R | Each | Solar PV | INSTALLATION KIT | Active | RS-03-180 | RAIL JOINER 180MM | 4 | 0
4.6025e+18 | IKPVLBL-7 | PV INSTALL KIT CONCRETE LOW LANDSCAPE 7/R | Each | Solar PV | INSTALLATION KIT | Active | COBE-FE-10-40 | FRONT LEG 10 40MM | 14 | 0
4.6025e+18 | IKPVLBL-7 | PV INSTALL KIT CONCRETE LOW LANDSCAPE 7/R | Each | Solar PV | INSTALLATION KIT | Active | COBE-RE-10-D-267 | REAR LEG 10 267MM | 14 | 0
4.6025e+18 | IKPVLBL-7 | PV INSTALL KIT CONCRETE LOW LANDSCAPE 7/R | Each | Solar PV | INSTALLATION KIT | Active | COB-BN-01-40 | T NUT WITH BOT 40MM | 28 | 0
4.6025e+18 | IKPVLBL-7 | PV INSTALL KIT CONCRETE LOW LANDSCAPE 7/R | Each | Solar PV | INSTALLATION KIT | Active | SLR-BS-MBP-XLM-01 | MIDDLE BALLASTED TRAY | 14 | 0
4.6025e+18 | IKPVLBL-7 | PV INSTALL KIT CONCRETE LOW LANDSCAPE 7/R | Each | Solar PV | INSTALLATION KIT | Active | ST5.5X32-01 | SELF TAPPING SCREW 5.5X32MM | 28 | 0
4.6025e+18 | IKPVLBL-7 | PV INSTALL KIT CONCRETE LOW LANDSCAPE 7/R | Each | Solar PV | INSTALLATION KIT | Active | SLR-EK-D | GROUNDING LUG SLR-EK-D ( AL6005-5 / SUS 304 ) | 2 | 20
4.6025e+18 | IKPVLBL-7 | PV INSTALL KIT CONCRETE LOW LANDSCAPE 7/R | Each | Solar PV | INSTALLATION KIT | Active | XJ-AZ | PV MODULE CABLE CLIP | 14 | 0
4.6025e+18 | IKPVLBL-8 | PV INSTALL KIT CONCRETE LOW LANDSCAPE 8/R | Each | Solar PV | INSTALLATION KIT | Active | SLR-R02-LIGHT | Rail SLR-R02-Light 5200MM | 4 | 720
4.6025e+18 | IKPVLBL-8 | PV INSTALL KIT CONCRETE LOW LANDSCAPE 8/R | Each | Solar PV | INSTALLATION KIT | Active | SLR-RS-01-L-D | Rail Splice | 6 | 90
4.6025e+18 | IKPVLBL-8 | PV INSTALL KIT CONCRETE LOW LANDSCAPE 8/R | Each | Solar PV | INSTALLATION KIT | Active | SLR-MC-30-D | MID CLAMP 30MM SLR-MC-30-D ( AL6005-T5 / SUS 304 ) | 14 | 70
4.6025e+18 | IKPVLBL-8 | PV INSTALL KIT CONCRETE LOW LANDSCAPE 8/R | Each | Solar PV | INSTALLATION KIT | Active | SLR-EC-30-D | END CLAMP 30MM SLR-EC-30-D ( AL6005-T5 / SUS 304 ) | 4 | 20
4.6025e+18 | IKPVLBL-8 | PV INSTALL KIT CONCRETE LOW LANDSCAPE 8/R | Each | Solar PV | INSTALLATION KIT | Active | KS-BR1-GC | GROUNDING CLIP | 14 | 70
4.6025e+18 | IKPVLBL-8 | PV INSTALL KIT CONCRETE LOW LANDSCAPE 8/R | Each | Solar PV | INSTALLATION KIT | Active | EK-D | GROUNDING LUG, HIGH BALLAST | 2 | 0
4.6025e+18 | IKPVLBL-8 | PV INSTALL KIT CONCRETE LOW LANDSCAPE 8/R | Each | Solar PV | INSTALLATION KIT | Active | T-514 | Stump | 36 | 0
4.6025e+18 | IKPVLBL-8 | PV INSTALL KIT CONCRETE LOW LANDSCAPE 8/R | Each | Solar PV | INSTALLATION KIT | Active | R11-6000 | RAIL SLR-R11 6000MM | 4 | 0
4.6025e+18 | IKPVLBL-8 | PV INSTALL KIT CONCRETE LOW LANDSCAPE 8/R | Each | Solar PV | INSTALLATION KIT | Active | RS-03-180 | RAIL JOINER 180MM | 4 | 0
4.6025e+18 | IKPVLBL-8 | PV INSTALL KIT CONCRETE LOW LANDSCAPE 8/R | Each | Solar PV | INSTALLATION KIT | Active | COBE-FE-10-40 | FRONT LEG 10 40MM | 16 | 0
4.6025e+18 | IKPVLBL-8 | PV INSTALL KIT CONCRETE LOW LANDSCAPE 8/R | Each | Solar PV | INSTALLATION KIT | Active | COBE-RE-10-D-267 | REAR LEG 10 267MM | 16 | 0
4.6025e+18 | IKPVLBL-8 | PV INSTALL KIT CONCRETE LOW LANDSCAPE 8/R | Each | Solar PV | INSTALLATION KIT | Active | COB-BN-01-40 | T NUT WITH BOT 40MM | 32 | 0
4.6025e+18 | IKPVLBL-8 | PV INSTALL KIT CONCRETE LOW LANDSCAPE 8/R | Each | Solar PV | INSTALLATION KIT | Active | SLR-BS-MBP-XLM-01 | MIDDLE BALLASTED TRAY | 16 | 0
4.6025e+18 | IKPVLBL-8 | PV INSTALL KIT CONCRETE LOW LANDSCAPE 8/R | Each | Solar PV | INSTALLATION KIT | Active | ST5.5X32-01 | SELF TAPPING SCREW 5.5X32MM | 32 | 0
4.6025e+18 | IKPVLBL-8 | PV INSTALL KIT CONCRETE LOW LANDSCAPE 8/R | Each | Solar PV | INSTALLATION KIT | Active | SLR-EK-D | GROUNDING LUG SLR-EK-D ( AL6005-5 / SUS 304 ) | 2 | 20
4.6025e+18 | IKPVLBL-8 | PV INSTALL KIT CONCRETE LOW LANDSCAPE 8/R | Each | Solar PV | INSTALLATION KIT | Active | XJ-AZ | PV MODULE CABLE CLIP | 16 | 0
4.6025e+18 | D-PVCB-3 | D-PV Combiner Box, 63A, 3 Phase, String Inverter | Each | Solar PV | COMBINER BOX PREFAB | Active | DB-2R-28WAYS | Combiner box 2 row 28 - 30 ways | 1 | 55
4.6025e+18 | D-PVCB-3 | D-PV Combiner Box, 63A, 3 Phase, String Inverter | Each | Solar PV | COMBINER BOX PREFAB | Active | FSP-D40 | DC SPD - 2P 800 VDC 20~40KA SPD | 2 | 0
4.6025e+18 | D-PVCB-3 | D-PV Combiner Box, 63A, 3 Phase, String Inverter | Each | Solar PV | COMBINER BOX PREFAB | Active | FDS-32B | DC FUSE HOLDER - 20A 1000VDC | 2 | 0
4.6025e+18 | D-PVCB-3 | D-PV Combiner Box, 63A, 3 Phase, String Inverter | Each | Solar PV | COMBINER BOX PREFAB | Active | FDS-32 | DC Fuse Link - 20A 1000VDC | 2 | 0
4.6025e+18 | D-PVCB-3 | D-PV Combiner Box, 63A, 3 Phase, String Inverter | Each | Solar PV | COMBINER BOX PREFAB | Active | FE7-63 | AC MCB - 4P, 63A | 1 | 0
4.6025e+18 | D-PVCB-3 | D-PV Combiner Box, 63A, 3 Phase, String Inverter | Each | Solar PV | COMBINER BOX PREFAB | Active | FSP-A40 | AC SPD - 4P, 420VAC, 20~40KA | 1 | 0
4.6025e+18 | D-PVCB-3 | D-PV Combiner Box, 63A, 3 Phase, String Inverter | Each | Solar PV | COMBINER BOX PREFAB | Active | DTM024 | ENERGY METER - 3 Phase, 4P, 3X230V/400V | 1 | 0
4.6025e+18 | D-PVCB-3 | D-PV Combiner Box, 63A, 3 Phase, String Inverter | Each | Solar PV | COMBINER BOX PREFAB | Active | FPV-63-800 | DC MCB - 2P 63A 800VDC | 2 | 0
4.6025e+18 | D-PVCB-1 | D-PV Combiner Box, 63A, 1 Phase, String Inverter | Each | Solar PV | COMBINER BOX PREFAB | Active | DB-2R-28WAYS | Combiner box 2 row 28 - 30 ways | 1 | 55
4.6025e+18 | D-PVCB-1 | D-PV Combiner Box, 63A, 1 Phase, String Inverter | Each | Solar PV | COMBINER BOX PREFAB | Active | FPV-63 | DC MCB - 2P 63A 550VDC | 2 | 0
4.6025e+18 | D-PVCB-1 | D-PV Combiner Box, 63A, 1 Phase, String Inverter | Each | Solar PV | COMBINER BOX PREFAB | Active | FDS-32B | DC FUSE HOLDER - 20A 1000VDC | 2 | 0
4.6025e+18 | D-PVCB-1 | D-PV Combiner Box, 63A, 1 Phase, String Inverter | Each | Solar PV | COMBINER BOX PREFAB | Active | FDS-32 | DC Fuse Link - 20A 1000VDC | 2 | 0
4.6025e+18 | D-PVCB-1 | D-PV Combiner Box, 63A, 1 Phase, String Inverter | Each | Solar PV | COMBINER BOX PREFAB | Active | DDM15SD | ENERGY METER - 1 Phase, 2P, 220V | 1 | 0
4.6025e+18 | D-PVCB-1 | D-PV Combiner Box, 63A, 1 Phase, String Inverter | Each | Solar PV | COMBINER BOX PREFAB | Active | FSP-D40-600 | DC SPD - 2P 600 VDC 20~40KA SPD | 2 | 0
4.6025e+18 | D-PVCB-1 | D-PV Combiner Box, 63A, 1 Phase, String Inverter | Each | Solar PV | COMBINER BOX PREFAB | Active | FE7-63-2P | AC MCB - 2P, 63A | 1 | 0
4.6025e+18 | D-PVCB-1 | D-PV Combiner Box, 63A, 1 Phase, String Inverter | Each | Solar PV | COMBINER BOX PREFAB | Active | FSP-A40-275 | AC SPD - 2P, 275VAC, 20~40KA | 1 | 0
4.6025e+18 | D-PVCBMI-3 | D-PV Combiner Box, 63A, 3 Phase, Micro Inverter | Each | Solar PV | COMBINER BOX PREFAB | Active | SKU-Box-01 | Combiner Box - 1 Row 12.5way | 1 | 0
4.6025e+18 | D-PVCBMI-3 | D-PV Combiner Box, 63A, 3 Phase, Micro Inverter | Each | Solar PV | COMBINER BOX PREFAB | Active | FE7-63 | AC MCB - 4P, 63A | 1 | 0
4.6025e+18 | D-PVCBMI-3 | D-PV Combiner Box, 63A, 3 Phase, Micro Inverter | Each | Solar PV | COMBINER BOX PREFAB | Active | FSP-A40 | AC SPD - 4P, 420VAC, 20~40KA | 1 | 0
4.6025e+18 | D-PVCBMI-3 | D-PV Combiner Box, 63A, 3 Phase, Micro Inverter | Each | Solar PV | COMBINER BOX PREFAB | Active | DTM024 | ENERGY METER - 3 Phase, 4P, 3X230V/400V | 1 | 0
4.6025e+18 | D-PVCBMI-1 | D-PV Combiner Box, 63A, 1 Phase, Micro Inverter | Each | Solar PV | COMBINER BOX PREFAB | Active | SKU-Box-01 | Combiner Box - 1 Row 12.5way | 1 | 0
4.6025e+18 | D-PVCBMI-1 | D-PV Combiner Box, 63A, 1 Phase, Micro Inverter | Each | Solar PV | COMBINER BOX PREFAB | Active | DDM15SD | ENERGY METER - 1 Phase, 2P, 220V | 1 | 0
4.6025e+18 | D-PVCBMI-1 | D-PV Combiner Box, 63A, 1 Phase, Micro Inverter | Each | Solar PV | COMBINER BOX PREFAB | Active | FE7-63-2P | AC MCB - 2P, 63A | 1 | 0
4.6025e+18 | D-PVCBMI-1 | D-PV Combiner Box, 63A, 1 Phase, Micro Inverter | Each | Solar PV | COMBINER BOX PREFAB | Active | FSP-A40-275 | AC SPD - 2P, 275VAC, 20~40KA | 1 | 0
4.6025e+18 | D-IKPVE-11 | D-PV Electrical Install Kit, 1 Phase, String, 1-2 Floor | Each | Solar PV | COMBINER BOX PREFAB | Active | AC-WIRE-06-B | AC wire 6mmx100m BLACK | 1 | 565
4.6025e+18 | D-IKPVE-11 | D-PV Electrical Install Kit, 1 Phase, String, 1-2 Floor | Each | Solar PV | COMBINER BOX PREFAB | Active | AC-WIRE-6-G | AC WIRE, 6mmx100m, GREEN | 1 | 0
4.6025e+18 | D-IKPVE-11 | D-PV Electrical Install Kit, 1 Phase, String, 1-2 Floor | Each | Solar PV | COMBINER BOX PREFAB | Active | CO-SD-53 | HDG TRUNKING 2" X 2" X L8' | 8 | 0
4.6025e+18 | D-IKPVE-11 | D-PV Electrical Install Kit, 1 Phase, String, 1-2 Floor | Each | Solar PV | COMBINER BOX PREFAB | Active | T-478 | PVC CASING 2" x 2" x 6 FT | 4 | 100
4.6025e+18 | D-IKPVE-11 | D-PV Electrical Install Kit, 1 Phase, String, 1-2 Floor | Each | Solar PV | COMBINER BOX PREFAB | Active | FLX-PVC-1" | 1" PVC Flex Conduit Black- 20meter | 3 | 150
4.6025e+18 | D-IKPVE-11 | D-PV Electrical Install Kit, 1 Phase, String, 1-2 Floor | Each | Solar PV | COMBINER BOX PREFAB | Active | T-463 | Pipe PVC 10FT | 3 | 0
4.6025e+18 | D-IKPVE-11 | D-PV Electrical Install Kit, 1 Phase, String, 1-2 Floor | Each | Solar PV | COMBINER BOX PREFAB | Active | T-0028 | SOCKET PVC 1" | 10 | 0
4.6025e+18 | D-IKPVE-11 | D-PV Electrical Install Kit, 1 Phase, String, 1-2 Floor | Each | Solar PV | COMBINER BOX PREFAB | Active | T-438 | Female Adaptor PVC 1'' | 2 | 10
4.6025e+18 | D-IKPVE-11 | D-PV Electrical Install Kit, 1 Phase, String, 1-2 Floor | Each | Solar PV | COMBINER BOX PREFAB | Active | OK-EC1,0 | CABLE MARKER 0 | 10 | 50
4.6025e+18 | D-IKPVE-11 | D-PV Electrical Install Kit, 1 Phase, String, 1-2 Floor | Each | Solar PV | COMBINER BOX PREFAB | Active | OK-EC1,1 | CABLE MARKER 1 | 10 | 50
4.6025e+18 | D-IKPVE-11 | D-PV Electrical Install Kit, 1 Phase, String, 1-2 Floor | Each | Solar PV | COMBINER BOX PREFAB | Active | OK-EC1,2 | CABLE MARKER 2 | 10 | 50
4.6025e+18 | D-IKPVE-11 | D-PV Electrical Install Kit, 1 Phase, String, 1-2 Floor | Each | Solar PV | COMBINER BOX PREFAB | Active | OK-EC1,P | CABLE MARKER P | 10 | 50
4.6025e+18 | D-IKPVE-11 | D-PV Electrical Install Kit, 1 Phase, String, 1-2 Floor | Each | Solar PV | COMBINER BOX PREFAB | Active | OK-EC1,N | CABLE MARKER N | 10 | 50
4.6025e+18 | D-IKPVE-11 | D-PV Electrical Install Kit, 1 Phase, String, 1-2 Floor | Each | Solar PV | COMBINER BOX PREFAB | Active | T-453 | DC CABLE - Fireproof 1C x 4mm^2 (1000 meters / Drum) Black | 150 | 9750
4.6025e+18 | D-IKPVE-11 | D-PV Electrical Install Kit, 1 Phase, String, 1-2 Floor | Each | Solar PV | COMBINER BOX PREFAB | Active | FLX-GI-PVC-1" | FLEXIBLE GI CONDUIT PVC COATED 1" X 30M | 1 | 0
4.6025e+18 | D-IKPVE-13 | D-PV Electrical Install Kit, 1 Phase, String, 3 Floor | Each | Solar PV | COMBINER BOX PREFAB | Active | AC-WIRE-06-B | AC wire 6mmx100m BLACK | 1 | 565
4.6025e+18 | D-IKPVE-13 | D-PV Electrical Install Kit, 1 Phase, String, 3 Floor | Each | Solar PV | COMBINER BOX PREFAB | Active | AC-WIRE-6-G | AC WIRE, 6mmx100m, GREEN | 2.5 | 0
4.6025e+18 | D-IKPVE-13 | D-PV Electrical Install Kit, 1 Phase, String, 3 Floor | Each | Solar PV | COMBINER BOX PREFAB | Active | CO-SD-53 | HDG TRUNKING 2" X 2" X L8' | 12 | 0
4.6025e+18 | D-IKPVE-13 | D-PV Electrical Install Kit, 1 Phase, String, 3 Floor | Each | Solar PV | COMBINER BOX PREFAB | Active | T-478 | PVC CASING 2" x 2" x 6 FT | 4 | 100
4.6025e+18 | D-IKPVE-13 | D-PV Electrical Install Kit, 1 Phase, String, 3 Floor | Each | Solar PV | COMBINER BOX PREFAB | Active | FLX-PVC-1" | 1" PVC Flex Conduit Black- 20meter | 4 | 200
4.6025e+18 | D-IKPVE-13 | D-PV Electrical Install Kit, 1 Phase, String, 3 Floor | Each | Solar PV | COMBINER BOX PREFAB | Active | T-463 | Pipe PVC 10FT | 5 | 0
4.6025e+18 | D-IKPVE-13 | D-PV Electrical Install Kit, 1 Phase, String, 3 Floor | Each | Solar PV | COMBINER BOX PREFAB | Active | T-0028 | SOCKET PVC 1" | 10 | 0
4.6025e+18 | D-IKPVE-13 | D-PV Electrical Install Kit, 1 Phase, String, 3 Floor | Each | Solar PV | COMBINER BOX PREFAB | Active | T-438 | Female Adaptor PVC 1'' | 2 | 10
4.6025e+18 | D-IKPVE-13 | D-PV Electrical Install Kit, 1 Phase, String, 3 Floor | Each | Solar PV | COMBINER BOX PREFAB | Active | OK-EC1,0 | CABLE MARKER 0 | 10 | 50
4.6025e+18 | D-IKPVE-13 | D-PV Electrical Install Kit, 1 Phase, String, 3 Floor | Each | Solar PV | COMBINER BOX PREFAB | Active | OK-EC1,1 | CABLE MARKER 1 | 10 | 50
4.6025e+18 | D-IKPVE-13 | D-PV Electrical Install Kit, 1 Phase, String, 3 Floor | Each | Solar PV | COMBINER BOX PREFAB | Active | OK-EC1,2 | CABLE MARKER 2 | 10 | 50
4.6025e+18 | D-IKPVE-13 | D-PV Electrical Install Kit, 1 Phase, String, 3 Floor | Each | Solar PV | COMBINER BOX PREFAB | Active | OK-EC1,P | CABLE MARKER P | 10 | 50
4.6025e+18 | D-IKPVE-13 | D-PV Electrical Install Kit, 1 Phase, String, 3 Floor | Each | Solar PV | COMBINER BOX PREFAB | Active | OK-EC1,N | CABLE MARKER N | 10 | 50
4.6025e+18 | D-IKPVE-13 | D-PV Electrical Install Kit, 1 Phase, String, 3 Floor | Each | Solar PV | COMBINER BOX PREFAB | Active | T-453 | DC CABLE - Fireproof 1C x 4mm^2 (1000 meters / Drum) Black | 200 | 13000
4.6025e+18 | D-IKPVE-13 | D-PV Electrical Install Kit, 1 Phase, String, 3 Floor | Each | Solar PV | COMBINER BOX PREFAB | Active | FLX-GI-PVC-1" | FLEXIBLE GI CONDUIT PVC COATED 1" X 30M | 2 | 0
4.6025e+18 | D-IKPVE-33 | D-PV Electrical Install Kit, 3 Phase, String, 3 Floor | Each | Solar PV | COMBINER BOX PREFAB | Active | AC-WIRE-06-B | AC wire 6mmx100m BLACK | 1 | 565
4.6025e+18 | D-IKPVE-33 | D-PV Electrical Install Kit, 3 Phase, String, 3 Floor | Each | Solar PV | COMBINER BOX PREFAB | Active | AC-WIRE-6-G | AC WIRE, 6mmx100m, GREEN | 2.5 | 0
4.6025e+18 | D-IKPVE-33 | D-PV Electrical Install Kit, 3 Phase, String, 3 Floor | Each | Solar PV | COMBINER BOX PREFAB | Active | CO-SD-53 | HDG TRUNKING 2" X 2" X L8' | 12 | 0
4.6025e+18 | D-IKPVE-33 | D-PV Electrical Install Kit, 3 Phase, String, 3 Floor | Each | Solar PV | COMBINER BOX PREFAB | Active | T-478 | PVC CASING 2" x 2" x 6 FT | 6 | 150
4.6025e+18 | D-IKPVE-33 | D-PV Electrical Install Kit, 3 Phase, String, 3 Floor | Each | Solar PV | COMBINER BOX PREFAB | Active | FLX-PVC-1" | 1" PVC Flex Conduit Black- 20meter | 4 | 200
4.6025e+18 | D-IKPVE-33 | D-PV Electrical Install Kit, 3 Phase, String, 3 Floor | Each | Solar PV | COMBINER BOX PREFAB | Active | T-463 | Pipe PVC 10FT | 5 | 0
4.6025e+18 | D-IKPVE-33 | D-PV Electrical Install Kit, 3 Phase, String, 3 Floor | Each | Solar PV | COMBINER BOX PREFAB | Active | T-0028 | SOCKET PVC 1" | 10 | 0
4.6025e+18 | D-IKPVE-33 | D-PV Electrical Install Kit, 3 Phase, String, 3 Floor | Each | Solar PV | COMBINER BOX PREFAB | Active | T-438 | Female Adaptor PVC 1'' | 2 | 10
4.6025e+18 | D-IKPVE-33 | D-PV Electrical Install Kit, 3 Phase, String, 3 Floor | Each | Solar PV | COMBINER BOX PREFAB | Active | OK-EC1,0 | CABLE MARKER 0 | 10 | 50
4.6025e+18 | D-IKPVE-33 | D-PV Electrical Install Kit, 3 Phase, String, 3 Floor | Each | Solar PV | COMBINER BOX PREFAB | Active | OK-EC1,1 | CABLE MARKER 1 | 10 | 50
4.6025e+18 | D-IKPVE-33 | D-PV Electrical Install Kit, 3 Phase, String, 3 Floor | Each | Solar PV | COMBINER BOX PREFAB | Active | OK-EC1,2 | CABLE MARKER 2 | 10 | 50
4.6025e+18 | D-IKPVE-33 | D-PV Electrical Install Kit, 3 Phase, String, 3 Floor | Each | Solar PV | COMBINER BOX PREFAB | Active | OK-EC1,P | CABLE MARKER P | 10 | 50
4.6025e+18 | D-IKPVE-33 | D-PV Electrical Install Kit, 3 Phase, String, 3 Floor | Each | Solar PV | COMBINER BOX PREFAB | Active | OK-EC1,N | CABLE MARKER N | 10 | 50
4.6025e+18 | D-IKPVE-33 | D-PV Electrical Install Kit, 3 Phase, String, 3 Floor | Each | Solar PV | COMBINER BOX PREFAB | Active | T-453 | DC CABLE - Fireproof 1C x 4mm^2 (1000 meters / Drum) Black | 200 | 13000
4.6025e+18 | D-IKPVE-33 | D-PV Electrical Install Kit, 3 Phase, String, 3 Floor | Each | Solar PV | COMBINER BOX PREFAB | Active | FLX-GI-PVC-1" | FLEXIBLE GI CONDUIT PVC COATED 1" X 30M | 2 | 0
4.6025e+18 | D-IKPVE-31 | D-PV Electrical Install Kit, 3 Phase, String, 1-2 Floor | Each | Solar PV | COMBINER BOX PREFAB | Active | AC-WIRE-06-B | AC wire 6mmx100m BLACK | 1 | 565
4.6025e+18 | D-IKPVE-31 | D-PV Electrical Install Kit, 3 Phase, String, 1-2 Floor | Each | Solar PV | COMBINER BOX PREFAB | Active | AC-WIRE-6-G | AC WIRE, 6mmx100m, GREEN | 1.5 | 0
4.6025e+18 | D-IKPVE-31 | D-PV Electrical Install Kit, 3 Phase, String, 1-2 Floor | Each | Solar PV | COMBINER BOX PREFAB | Active | CO-SD-53 | HDG TRUNKING 2" X 2" X L8' | 8 | 0
4.6025e+18 | D-IKPVE-31 | D-PV Electrical Install Kit, 3 Phase, String, 1-2 Floor | Each | Solar PV | COMBINER BOX PREFAB | Active | T-478 | PVC CASING 2" x 2" x 6 FT | 4 | 100
4.6025e+18 | D-IKPVE-31 | D-PV Electrical Install Kit, 3 Phase, String, 1-2 Floor | Each | Solar PV | COMBINER BOX PREFAB | Active | FLX-PVC-1" | 1" PVC Flex Conduit Black- 20meter | 3 | 150
4.6025e+18 | D-IKPVE-31 | D-PV Electrical Install Kit, 3 Phase, String, 1-2 Floor | Each | Solar PV | COMBINER BOX PREFAB | Active | T-463 | Pipe PVC 10FT | 3 | 0
4.6025e+18 | D-IKPVE-31 | D-PV Electrical Install Kit, 3 Phase, String, 1-2 Floor | Each | Solar PV | COMBINER BOX PREFAB | Active | T-0028 | SOCKET PVC 1" | 10 | 0
4.6025e+18 | D-IKPVE-31 | D-PV Electrical Install Kit, 3 Phase, String, 1-2 Floor | Each | Solar PV | COMBINER BOX PREFAB | Active | T-438 | Female Adaptor PVC 1'' | 2 | 10
4.6025e+18 | D-IKPVE-31 | D-PV Electrical Install Kit, 3 Phase, String, 1-2 Floor | Each | Solar PV | COMBINER BOX PREFAB | Active | OK-EC1,0 | CABLE MARKER 0 | 10 | 50
4.6025e+18 | D-IKPVE-31 | D-PV Electrical Install Kit, 3 Phase, String, 1-2 Floor | Each | Solar PV | COMBINER BOX PREFAB | Active | OK-EC1,1 | CABLE MARKER 1 | 10 | 50
4.6025e+18 | D-IKPVE-31 | D-PV Electrical Install Kit, 3 Phase, String, 1-2 Floor | Each | Solar PV | COMBINER BOX PREFAB | Active | OK-EC1,2 | CABLE MARKER 2 | 10 | 50
4.6025e+18 | D-IKPVE-31 | D-PV Electrical Install Kit, 3 Phase, String, 1-2 Floor | Each | Solar PV | COMBINER BOX PREFAB | Active | OK-EC1,P | CABLE MARKER P | 10 | 50
4.6025e+18 | D-IKPVE-31 | D-PV Electrical Install Kit, 3 Phase, String, 1-2 Floor | Each | Solar PV | COMBINER BOX PREFAB | Active | OK-EC1,N | CABLE MARKER N | 10 | 50
4.6025e+18 | D-IKPVE-31 | D-PV Electrical Install Kit, 3 Phase, String, 1-2 Floor | Each | Solar PV | COMBINER BOX PREFAB | Active | T-453 | DC CABLE - Fireproof 1C x 4mm^2 (1000 meters / Drum) Black | 150 | 9750
4.6025e+18 | D-IKPVE-31 | D-PV Electrical Install Kit, 3 Phase, String, 1-2 Floor | Each | Solar PV | COMBINER BOX PREFAB | Active | FLX-GI-PVC-1" | FLEXIBLE GI CONDUIT PVC COATED 1" X 30M | 1 | 0
4.6025e+18 | D-IKPVEM-11 | D-PV Electrical Install Kit, 1 Phase, Micro, 1-2 Floor | Each | Solar PV | COMBINER BOX PREFAB | Active | AC-WIRE-06-B | AC wire 6mmx100m BLACK | 2 | 1130
4.6025e+18 | D-IKPVEM-11 | D-PV Electrical Install Kit, 1 Phase, Micro, 1-2 Floor | Each | Solar PV | COMBINER BOX PREFAB | Active | AC-WIRE-6-G | AC WIRE, 6mmx100m, GREEN | 2 | 0
4.6025e+18 | D-IKPVEM-11 | D-PV Electrical Install Kit, 1 Phase, Micro, 1-2 Floor | Each | Solar PV | COMBINER BOX PREFAB | Active | CO-SD-53 | HDG TRUNKING 2" X 2" X L8' | 8 | 0
4.6025e+18 | D-IKPVEM-11 | D-PV Electrical Install Kit, 1 Phase, Micro, 1-2 Floor | Each | Solar PV | COMBINER BOX PREFAB | Active | T-478 | PVC CASING 2" x 2" x 6 FT | 4 | 100
4.6025e+18 | D-IKPVEM-11 | D-PV Electrical Install Kit, 1 Phase, Micro, 1-2 Floor | Each | Solar PV | COMBINER BOX PREFAB | Active | FLX-PVC-1" | 1" PVC Flex Conduit Black- 20meter | 3 | 150
4.6025e+18 | D-IKPVEM-11 | D-PV Electrical Install Kit, 1 Phase, Micro, 1-2 Floor | Each | Solar PV | COMBINER BOX PREFAB | Active | T-463 | Pipe PVC 10FT | 3 | 0
4.6025e+18 | D-IKPVEM-11 | D-PV Electrical Install Kit, 1 Phase, Micro, 1-2 Floor | Each | Solar PV | COMBINER BOX PREFAB | Active | T-0028 | SOCKET PVC 1" | 10 | 0
4.6025e+18 | D-IKPVEM-11 | D-PV Electrical Install Kit, 1 Phase, Micro, 1-2 Floor | Each | Solar PV | COMBINER BOX PREFAB | Active | OK-EC1,1 | CABLE MARKER 1 | 10 | 50
4.6025e+18 | D-IKPVEM-11 | D-PV Electrical Install Kit, 1 Phase, Micro, 1-2 Floor | Each | Solar PV | COMBINER BOX PREFAB | Active | OK-EC1,2 | CABLE MARKER 2 | 10 | 50
4.6025e+18 | D-IKPVEM-11 | D-PV Electrical Install Kit, 1 Phase, Micro, 1-2 Floor | Each | Solar PV | COMBINER BOX PREFAB | Active | OK-EC1,P | CABLE MARKER P | 10 | 50
4.6025e+18 | D-IKPVEM-11 | D-PV Electrical Install Kit, 1 Phase, Micro, 1-2 Floor | Each | Solar PV | COMBINER BOX PREFAB | Active | OK-EC1,N | CABLE MARKER N | 10 | 50
4.6025e+18 | D-IKPVEM-11 | D-PV Electrical Install Kit, 1 Phase, Micro, 1-2 Floor | Each | Solar PV | COMBINER BOX PREFAB | Active | T-453 | DC CABLE - Fireproof 1C x 4mm^2 (1000 meters / Drum) Black | 150 | 9750
4.6025e+18 | D-IKPVEM-11 | D-PV Electrical Install Kit, 1 Phase, Micro, 1-2 Floor | Each | Solar PV | COMBINER BOX PREFAB | Active | FLX-GI-PVC-1" | FLEXIBLE GI CONDUIT PVC COATED 1" X 30M | 1 | 0
4.6025e+18 | D-IKPVEM-13 | D-PV Electrical Install Kit, 1 Phase, Micro, 3 Floor | Each | Solar PV | COMBINER BOX PREFAB | Active | AC-WIRE-06-B | AC wire 6mmx100m BLACK | 2.5 | 1412.5
4.6025e+18 | D-IKPVEM-13 | D-PV Electrical Install Kit, 1 Phase, Micro, 3 Floor | Each | Solar PV | COMBINER BOX PREFAB | Active | AC-WIRE-6-G | AC WIRE, 6mmx100m, GREEN | 2.5 | 0
4.6025e+18 | D-IKPVEM-13 | D-PV Electrical Install Kit, 1 Phase, Micro, 3 Floor | Each | Solar PV | COMBINER BOX PREFAB | Active | CO-SD-53 | HDG TRUNKING 2" X 2" X L8' | 12 | 0
4.6025e+18 | D-IKPVEM-13 | D-PV Electrical Install Kit, 1 Phase, Micro, 3 Floor | Each | Solar PV | COMBINER BOX PREFAB | Active | T-478 | PVC CASING 2" x 2" x 6 FT | 6 | 150
4.6025e+18 | D-IKPVEM-13 | D-PV Electrical Install Kit, 1 Phase, Micro, 3 Floor | Each | Solar PV | COMBINER BOX PREFAB | Active | FLX-PVC-1" | 1" PVC Flex Conduit Black- 20meter | 4 | 200
4.6025e+18 | D-IKPVEM-13 | D-PV Electrical Install Kit, 1 Phase, Micro, 3 Floor | Each | Solar PV | COMBINER BOX PREFAB | Active | T-463 | Pipe PVC 10FT | 3 | 0
4.6025e+18 | D-IKPVEM-13 | D-PV Electrical Install Kit, 1 Phase, Micro, 3 Floor | Each | Solar PV | COMBINER BOX PREFAB | Active | T-0028 | SOCKET PVC 1" | 10 | 0
4.6025e+18 | D-IKPVEM-13 | D-PV Electrical Install Kit, 1 Phase, Micro, 3 Floor | Each | Solar PV | COMBINER BOX PREFAB | Active | OK-EC1,1 | CABLE MARKER 1 | 10 | 50
4.6025e+18 | D-IKPVEM-13 | D-PV Electrical Install Kit, 1 Phase, Micro, 3 Floor | Each | Solar PV | COMBINER BOX PREFAB | Active | OK-EC1,2 | CABLE MARKER 2 | 10 | 50
4.6025e+18 | D-IKPVEM-13 | D-PV Electrical Install Kit, 1 Phase, Micro, 3 Floor | Each | Solar PV | COMBINER BOX PREFAB | Active | OK-EC1,P | CABLE MARKER P | 10 | 50
4.6025e+18 | D-IKPVEM-13 | D-PV Electrical Install Kit, 1 Phase, Micro, 3 Floor | Each | Solar PV | COMBINER BOX PREFAB | Active | OK-EC1,N | CABLE MARKER N | 10 | 50
4.6025e+18 | D-IKPVEM-13 | D-PV Electrical Install Kit, 1 Phase, Micro, 3 Floor | Each | Solar PV | COMBINER BOX PREFAB | Active | T-453 | DC CABLE - Fireproof 1C x 4mm^2 (1000 meters / Drum) Black | 200 | 13000
4.6025e+18 | D-IKPVEM-13 | D-PV Electrical Install Kit, 1 Phase, Micro, 3 Floor | Each | Solar PV | COMBINER BOX PREFAB | Active | FLX-GI-PVC-1" | FLEXIBLE GI CONDUIT PVC COATED 1" X 30M | 1.5 | 0
4.6025e+18 | D-IKPVEM-31 | D-PV Electrical Install Kit, 3 Phase, Micro, 1-2 Floor | Each | Solar PV | COMBINER BOX PREFAB | Active | AC-WIRE-06-B | AC wire 6mmx100m BLACK | 2 | 1130
4.6025e+18 | D-IKPVEM-31 | D-PV Electrical Install Kit, 3 Phase, Micro, 1-2 Floor | Each | Solar PV | COMBINER BOX PREFAB | Active | AC-WIRE-6-G | AC WIRE, 6mmx100m, GREEN | 2 | 0
4.6025e+18 | D-IKPVEM-31 | D-PV Electrical Install Kit, 3 Phase, Micro, 1-2 Floor | Each | Solar PV | COMBINER BOX PREFAB | Active | CO-SD-53 | HDG TRUNKING 2" X 2" X L8' | 8 | 0
4.6025e+18 | D-IKPVEM-31 | D-PV Electrical Install Kit, 3 Phase, Micro, 1-2 Floor | Each | Solar PV | COMBINER BOX PREFAB | Active | T-478 | PVC CASING 2" x 2" x 6 FT | 4 | 100
4.6025e+18 | D-IKPVEM-31 | D-PV Electrical Install Kit, 3 Phase, Micro, 1-2 Floor | Each | Solar PV | COMBINER BOX PREFAB | Active | FLX-PVC-1" | 1" PVC Flex Conduit Black- 20meter | 3 | 150
4.6025e+18 | D-IKPVEM-31 | D-PV Electrical Install Kit, 3 Phase, Micro, 1-2 Floor | Each | Solar PV | COMBINER BOX PREFAB | Active | T-463 | Pipe PVC 10FT | 3 | 0
4.6025e+18 | D-IKPVEM-31 | D-PV Electrical Install Kit, 3 Phase, Micro, 1-2 Floor | Each | Solar PV | COMBINER BOX PREFAB | Active | T-0028 | SOCKET PVC 1" | 10 | 0
4.6025e+18 | D-IKPVEM-31 | D-PV Electrical Install Kit, 3 Phase, Micro, 1-2 Floor | Each | Solar PV | COMBINER BOX PREFAB | Active | OK-EC1,1 | CABLE MARKER 1 | 10 | 50
4.6025e+18 | D-IKPVEM-31 | D-PV Electrical Install Kit, 3 Phase, Micro, 1-2 Floor | Each | Solar PV | COMBINER BOX PREFAB | Active | OK-EC1,2 | CABLE MARKER 2 | 10 | 50
4.6025e+18 | D-IKPVEM-31 | D-PV Electrical Install Kit, 3 Phase, Micro, 1-2 Floor | Each | Solar PV | COMBINER BOX PREFAB | Active | OK-EC1,P | CABLE MARKER P | 10 | 50
4.6025e+18 | D-IKPVEM-31 | D-PV Electrical Install Kit, 3 Phase, Micro, 1-2 Floor | Each | Solar PV | COMBINER BOX PREFAB | Active | T-453 | DC CABLE - Fireproof 1C x 4mm^2 (1000 meters / Drum) Black | 150 | 9750
4.6025e+18 | D-IKPVEM-31 | D-PV Electrical Install Kit, 3 Phase, Micro, 1-2 Floor | Each | Solar PV | COMBINER BOX PREFAB | Active | FLX-GI-PVC-1" | FLEXIBLE GI CONDUIT PVC COATED 1" X 30M | 1 | 0
4.6025e+18 | D-IKPVEM-31 | D-PV Electrical Install Kit, 3 Phase, Micro, 1-2 Floor | Each | Solar PV | COMBINER BOX PREFAB | Active | OK-EC1,N | CABLE MARKER N | 10 | 50
4.6025e+18 | D-IKPVEM-33 | D-PV Electrical Install Kit, 3 Phase, Micro, 3 Floor | Each | Solar PV | COMBINER BOX PREFAB | Active | AC-WIRE-06-B | AC wire 6mmx100m BLACK | 2.5 | 1412.5
4.6025e+18 | D-IKPVEM-33 | D-PV Electrical Install Kit, 3 Phase, Micro, 3 Floor | Each | Solar PV | COMBINER BOX PREFAB | Active | AC-WIRE-6-G | AC WIRE, 6mmx100m, GREEN | 2.5 | 0
4.6025e+18 | D-IKPVEM-33 | D-PV Electrical Install Kit, 3 Phase, Micro, 3 Floor | Each | Solar PV | COMBINER BOX PREFAB | Active | CO-SD-53 | HDG TRUNKING 2" X 2" X L8' | 12 | 0
4.6025e+18 | D-IKPVEM-33 | D-PV Electrical Install Kit, 3 Phase, Micro, 3 Floor | Each | Solar PV | COMBINER BOX PREFAB | Active | T-478 | PVC CASING 2" x 2" x 6 FT | 6 | 150
4.6025e+18 | D-IKPVEM-33 | D-PV Electrical Install Kit, 3 Phase, Micro, 3 Floor | Each | Solar PV | COMBINER BOX PREFAB | Active | FLX-PVC-1" | 1" PVC Flex Conduit Black- 20meter | 4 | 200
4.6025e+18 | D-IKPVEM-33 | D-PV Electrical Install Kit, 3 Phase, Micro, 3 Floor | Each | Solar PV | COMBINER BOX PREFAB | Active | T-463 | Pipe PVC 10FT | 3 | 0
4.6025e+18 | D-IKPVEM-33 | D-PV Electrical Install Kit, 3 Phase, Micro, 3 Floor | Each | Solar PV | COMBINER BOX PREFAB | Active | T-0028 | SOCKET PVC 1" | 10 | 0
4.6025e+18 | D-IKPVEM-33 | D-PV Electrical Install Kit, 3 Phase, Micro, 3 Floor | Each | Solar PV | COMBINER BOX PREFAB | Active | OK-EC1,1 | CABLE MARKER 1 | 10 | 50
4.6025e+18 | D-IKPVEM-33 | D-PV Electrical Install Kit, 3 Phase, Micro, 3 Floor | Each | Solar PV | COMBINER BOX PREFAB | Active | OK-EC1,2 | CABLE MARKER 2 | 10 | 50
4.6025e+18 | D-IKPVEM-33 | D-PV Electrical Install Kit, 3 Phase, Micro, 3 Floor | Each | Solar PV | COMBINER BOX PREFAB | Active | OK-EC1,P | CABLE MARKER P | 10 | 50
4.6025e+18 | D-IKPVEM-33 | D-PV Electrical Install Kit, 3 Phase, Micro, 3 Floor | Each | Solar PV | COMBINER BOX PREFAB | Active | OK-EC1,N | CABLE MARKER N | 10 | 50
4.6025e+18 | D-IKPVEM-33 | D-PV Electrical Install Kit, 3 Phase, Micro, 3 Floor | Each | Solar PV | COMBINER BOX PREFAB | Active | T-453 | DC CABLE - Fireproof 1C x 4mm^2 (1000 meters / Drum) Black | 200 | 13000
4.6025e+18 | D-IKPVEM-33 | D-PV Electrical Install Kit, 3 Phase, Micro, 3 Floor | Each | Solar PV | COMBINER BOX PREFAB | Active | FLX-GI-PVC-1" | FLEXIBLE GI CONDUIT PVC COATED 1" X 30M | 1.5 | 0
4.6025e+18 | T-514 | Stump | pcs |  |  | Active | T-446 | Cement (50kg) | 0.11 | 0
4.6025e+18 | T-514 | Stump | pcs |  |  | Active | T-448 | Concrete Sand (20kg) | 0.44 | 0
4.6025e+18 | T-514 | Stump | pcs |  |  | Active | T-503 | Concrete Stone (20kg) | 0.5 | 0
4.6025e+18 | T-514 | Stump | pcs |  |  | Active | SKU-DB-01 | Concrete deformed bar (L: 8 ft) | 0.17 | 0
4.6025e+18 | D-AP-3P-2K | D-APSYSTEMS 3P 2Acc Kit | Each |  |  | Active | SKU-APCUT-02 | AP system Bus Cable 3phase 5c (4mm2, H07,2.4m) | 2 | 0
4.6025e+18 | D-AP-3P-2K | D-APSYSTEMS 3P 2Acc Kit | Each |  |  | Active | SKU-APBC-03 | AP SYSTEM BUS CABLE 5C END CAP (TWO SEALS) | 1 | 35
4.6025e+18 | D-AP-3P-2K | D-APSYSTEMS 3P 2Acc Kit | Each |  |  | Active | SKU-APBTC-01 | AP SYSTEM BUS CABLE 5 WIRE T-CONN CAP | 1 | 25
4.6025e+18 | D-AP-3P-2K | D-APSYSTEMS 3P 2Acc Kit | Each |  |  | Active | SKU-APAC-01 | APsystems AC Connector (5C,40A,male) | 1 | 35
4.6025e+18 | D-AP-3P-2K | D-APSYSTEMS 3P 2Acc Kit | Each |  |  | Active | AP-AC-5C40AF | APsystems AC Connector (5C 40A, female) | 1 | 0
4.6025e+18 | D-AP-3P-2K | D-APSYSTEMS 3P 2Acc Kit | Each |  |  | Active | ECU-R | APsystems Energy Communication Unit R | 1 | 905
4.6025e+18 | AP-1P-1K | APSYSTEM 1P 1ACC KIT | Each |  |  | Active | SKU-APSP-01 | Single Phase Bus Cable (4mm2, H07,2.4m) | 1 | 0
4.6025e+18 | AP-1P-1K | APSYSTEM 1P 1ACC KIT | Each |  |  | Active | AP-WEC-01 | 3/4-wire Bus Cable End Cap | 1 | 50
4.6025e+18 | AP-1P-1K | APSYSTEM 1P 1ACC KIT | Each |  |  | Active | SKU-APAC-02 | AC Connector (3core, two seals, male) | 1 | 50
4.6025e+18 | AP-1P-1K | APSYSTEM 1P 1ACC KIT | Each |  |  | Active | SKU-APAC-03 | AC Connector (3core, two seals, female) | 1 | 50
4.6025e+18 | AP-1P-1K | APSYSTEM 1P 1ACC KIT | Each |  |  | Active | ECU-R | APsystems Energy Communication Unit R | 1 | 905
4.6025e+18 | D-AP-3P-1K | D-APSYSTEMS 3P 1Acc Kit | Each |  |  | Active | SKU-APCUT-02 | AP system Bus Cable 3phase 5c (4mm2, H07,2.4m) | 1 | 0
4.6025e+18 | D-AP-3P-1K | D-APSYSTEMS 3P 1Acc Kit | Each |  |  | Active | SKU-APBC-03 | AP SYSTEM BUS CABLE 5C END CAP (TWO SEALS) | 1 | 35
4.6025e+18 | D-AP-3P-1K | D-APSYSTEMS 3P 1Acc Kit | Each |  |  | Active | SKU-APAC-01 | APsystems AC Connector (5C,40A,male) | 1 | 35
4.6025e+18 | D-AP-3P-1K | D-APSYSTEMS 3P 1Acc Kit | Each |  |  | Active | AP-AC-5C40AF | APsystems AC Connector (5C 40A, female) | 1 | 0
4.6025e+18 | D-AP-3P-1K | D-APSYSTEMS 3P 1Acc Kit | Each |  |  | Active | ECU-R | APsystems Energy Communication Unit R | 1 | 905
4.6025e+18 | D-SOL-030 | D-SUMMER 400SX Solar Hot Water Complete System | Each | Solar Heater |  | Active | COMP-005668 | SUMMER SOLAR WATER HEATER TANK, 400L | 1 | 0
4.6025e+18 | D-SOL-030 | D-SUMMER 400SX Solar Hot Water Complete System | Each | Solar Heater |  | Active | SMFG-000389 | COLD PIPE S - 300L/66G, 450L/100G, SM, SS304 | 1 | 0
4.6025e+18 | D-SOL-030 | D-SUMMER 400SX Solar Hot Water Complete System | Each | Solar Heater |  | Active | SMFG-000381 | Hot Pipe S - 300L/66G, SM, SS304, OD22mm x T0.7mm | 1 | 0
4.6025e+18 | D-SOL-030 | D-SUMMER 400SX Solar Hot Water Complete System | Each | Solar Heater |  | Active | PART-000046 | COLLECTOR NUT BRASS, 3/4, BSP | 2 | 0
4.6025e+18 | D-SOL-030 | D-SUMMER 400SX Solar Hot Water Complete System | Each | Solar Heater |  | Active | PART-000048 | COLLECTOR PLUG BRASS, 3/4, BSP | 2 | 0
4.6025e+18 | D-SOL-030 | D-SUMMER 400SX Solar Hot Water Complete System | Each | Solar Heater |  | Active | PART-000047 | COLLECTOR OLIVE BRASS, 3/4 X 8MM | 2 | 0
4.6025e+18 | D-SOL-030 | D-SUMMER 400SX Solar Hot Water Complete System | Each | Solar Heater |  | Active | PART-000041 | COMPRESSION SOCKET, BRASS, 3/4 X 22MM | 2 | 0
4.6025e+18 | D-SOL-030 | D-SUMMER 400SX Solar Hot Water Complete System | Each | Solar Heater |  | Active | SMFG-000073 | CALORIFIER STRAP SS304, T0.9MM X W30MM X L633MM | 2 | 0
4.6025e+18 | D-SOL-030 | D-SUMMER 400SX Solar Hot Water Complete System | Each | Solar Heater |  | Active | SMFG-000069 | COLLECTOR STRAP 180/300L | 2 | 0
4.6025e+18 | D-SOL-030 | D-SUMMER 400SX Solar Hot Water Complete System | Each | Solar Heater |  | Active | SMFG-000070 | CALORIFIER CLAMP AL, 70MM | 2 | 0
4.6025e+18 | D-SOL-030 | D-SUMMER 400SX Solar Hot Water Complete System | Each | Solar Heater |  | Active | SMFG-000071 | COLLECTOR CLAMP AL, 56MM | 2 | 0
4.6025e+18 | D-SOL-030 | D-SUMMER 400SX Solar Hot Water Complete System | Each | Solar Heater |  | Active | PART-000050 | Pressure TeMPerature Valve 700KPA, 1/2" | 1 | 0
4.6025e+18 | D-SOL-030 | D-SUMMER 400SX Solar Hot Water Complete System | Each | Solar Heater |  | Active | PART-000044 | TEE BRASS ADAPTER - 1/2'' X 1/2'' X 3/4'' | 1 | 0
4.6025e+18 | D-SOL-030 | D-SUMMER 400SX Solar Hot Water Complete System | Each | Solar Heater |  | Active | PART-000012 | BOLT - SS304, M8 X 20MM X 1.25MM | 6 | 0
4.6025e+18 | D-SOL-030 | D-SUMMER 400SX Solar Hot Water Complete System | Each | Solar Heater |  | Active | PART-000043 | NUT SS304, M8 | 6 | 0
4.6025e+18 | D-SOL-030 | D-SUMMER 400SX Solar Hot Water Complete System | Each | Solar Heater |  | Active | PART-000007 | WASHER - SS304, M8 X OD18MM | 6 | 0
4.6025e+18 | D-SOL-030 | D-SUMMER 400SX Solar Hot Water Complete System | Each | Solar Heater |  | Active | SMFG-000075 | COLLECTOR RAIL 270L / 60G, 300L / 66G, 400L / 90G, AL, 1658MM | 1 | 0
4.6025e+18 | D-SOL-030 | D-SUMMER 400SX Solar Hot Water Complete System | Each | Solar Heater |  | Active | PART-000045 | Check Valve 1/2'', BSP | 1 | 60
4.6025e+18 | D-SOL-030 | D-SUMMER 400SX Solar Hot Water Complete System | Each | Solar Heater |  | Active | PART-000010 | Heating Element Incoloy 800, Red Sealant, 3kW/240V, L315mm, Straight | 1 | 45
4.6025e+18 | D-SOL-030 | D-SUMMER 400SX Solar Hot Water Complete System | Each | Solar Heater |  | Active | RAWM-000015 | THERMOSTAT-AUTO ECO , 240VAC, 50HZ, 30A, 60C- 70C | 1 | 65
4.6025e+18 | D-SOL-030 | D-SUMMER 400SX Solar Hot Water Complete System | Each | Solar Heater |  | Active | RAWM-000017 | TERMINAL BLOCK @ CONNECTOR | 1 | 0
4.6025e+18 | D-SOL-030 | D-SUMMER 400SX Solar Hot Water Complete System | Each | Solar Heater |  | Active | SMFG-000005 | Thermostat Bracket, SS304 | 1 | 0
4.6025e+18 | D-SOL-030 | D-SUMMER 400SX Solar Hot Water Complete System | Each | Solar Heater |  | Active | SMFG-000088 | CABLE WIRE GREY, 300/500V, 3 CORE, 2.5MM2 X 1500MM | 1 | 0
4.6025e+18 | D-SOL-030 | D-SUMMER 400SX Solar Hot Water Complete System | Each | Solar Heater |  | Active | PART-000198 | ISOLATION BARRIER 110-220VAC, G1/2"(PTB),+UV,ITA-IB03 | 2 | 0
4.6025e+18 | D-SOL-030 | D-SUMMER 400SX Solar Hot Water Complete System | Each | Solar Heater |  | Active | SMFG-000067 | COLLECTOR UNION COPPER, HARD R290, OD22MM X T0.9MM X L115MM | 2 | 0
4.6025e+18 | D-SOL-030 | D-SUMMER 400SX Solar Hot Water Complete System | Each | Solar Heater |  | Active | COMP-S-000014 | Solar Collector SUMMER - TX | 2 | 0
4.6025e+18 | AP-1P-2K | APSYSTEM 1P 2ACC KIT | Each |  |  | Active | SKU-APSP-01 | Single Phase Bus Cable (4mm2, H07,2.4m) | 2 | 0
4.6025e+18 | AP-1P-2K | APSYSTEM 1P 2ACC KIT | Each |  |  | Active | AP-WEC-01 | 3/4-wire Bus Cable End Cap | 1 | 50
4.6025e+18 | AP-1P-2K | APSYSTEM 1P 2ACC KIT | Each |  |  | Active | SKU-APAC-02 | AC Connector (3core, two seals, male) | 1 | 50
4.6025e+18 | AP-1P-2K | APSYSTEM 1P 2ACC KIT | Each |  |  | Active | SKU-APAC-03 | AC Connector (3core, two seals, female) | 1 | 50
4.6025e+18 | AP-1P-2K | APSYSTEM 1P 2ACC KIT | Each |  |  | Active | ECU-R | APsystems Energy Communication Unit R | 1 | 905
4.6025e+18 | Dup-AP-1P-3K | Duplication-APSYSTEMS 1P 3Acc Kit | Each |  |  | Active | SKU-APSP-01 | Single Phase Bus Cable (4mm2, H07,2.4m) | 3 | 0
4.6025e+18 | Dup-AP-1P-3K | Duplication-APSYSTEMS 1P 3Acc Kit | Each |  |  | Active | AP-WEC-01 | 3/4-wire Bus Cable End Cap | 1 | 50
4.6025e+18 | Dup-AP-1P-3K | Duplication-APSYSTEMS 1P 3Acc Kit | Each |  |  | Active | SKU-APAC-02 | AC Connector (3core, two seals, male) | 1 | 50
4.6025e+18 | Dup-AP-1P-3K | Duplication-APSYSTEMS 1P 3Acc Kit | Each |  |  | Active | SKU-APAC-03 | AC Connector (3core, two seals, female) | 1 | 50
4.6025e+18 | Dup-AP-1P-3K | Duplication-APSYSTEMS 1P 3Acc Kit | Each |  |  | Active | ECU-R | APsystems Energy Communication Unit R | 1 | 905
4.6025e+18 | AP-1P-4K | APSYSTEM 1P 4ACC KIT | Each |  |  | Active | SKU-APSP-01 | Single Phase Bus Cable (4mm2, H07,2.4m) | 4 | 0
4.6025e+18 | AP-1P-4K | APSYSTEM 1P 4ACC KIT | Each |  |  | Active | AP-WEC-01 | 3/4-wire Bus Cable End Cap | 1 | 50
4.6025e+18 | AP-1P-4K | APSYSTEM 1P 4ACC KIT | Each |  |  | Active | SKU-APAC-02 | AC Connector (3core, two seals, male) | 1 | 50
4.6025e+18 | AP-1P-4K | APSYSTEM 1P 4ACC KIT | Each |  |  | Active | SKU-APAC-03 | AC Connector (3core, two seals, female) | 1 | 50
4.6025e+18 | AP-1P-4K | APSYSTEM 1P 4ACC KIT | Each |  |  | Active | ECU-R | APsystems Energy Communication Unit R | 1 | 905
4.6025e+18 | D-AP-1P-5K | D-APSYSTEM 1P 5ACC KIT | Each |  |  | Inactive | SKU-APSP-01 | Single Phase Bus Cable (4mm2, H07,2.4m) | 5 | 0
4.6025e+18 | D-AP-1P-5K | D-APSYSTEM 1P 5ACC KIT | Each |  |  | Inactive | AP-WEC-01 | 3/4-wire Bus Cable End Cap | 1 | 50
4.6025e+18 | D-AP-1P-5K | D-APSYSTEM 1P 5ACC KIT | Each |  |  | Inactive | SKU-APAC-02 | AC Connector (3core, two seals, male) | 1 | 50
4.6025e+18 | D-AP-1P-5K | D-APSYSTEM 1P 5ACC KIT | Each |  |  | Inactive | SKU-APAC-03 | AC Connector (3core, two seals, female) | 1 | 50
4.6025e+18 | D-AP-1P-5K | D-APSYSTEM 1P 5ACC KIT | Each |  |  | Inactive | ECU-R | APsystems Energy Communication Unit R | 1 | 905
4.6025e+18 | Dup-AP-3P-3K | Duplication-APSYSTEMS 3P 3Acc Kit | Each |  |  | Active | SKU-APCUT-02 | AP system Bus Cable 3phase 5c (4mm2, H07,2.4m) | 3 | 0
4.6025e+18 | Dup-AP-3P-3K | Duplication-APSYSTEMS 3P 3Acc Kit | Each |  |  | Active | SKU-APBC-03 | AP SYSTEM BUS CABLE 5C END CAP (TWO SEALS) | 1 | 35
4.6025e+18 | Dup-AP-3P-3K | Duplication-APSYSTEMS 3P 3Acc Kit | Each |  |  | Active | SKU-APBTC-01 | AP SYSTEM BUS CABLE 5 WIRE T-CONN CAP | 1 | 25
4.6025e+18 | Dup-AP-3P-3K | Duplication-APSYSTEMS 3P 3Acc Kit | Each |  |  | Active | SKU-APAC-01 | APsystems AC Connector (5C,40A,male) | 1 | 35
4.6025e+18 | Dup-AP-3P-3K | Duplication-APSYSTEMS 3P 3Acc Kit | Each |  |  | Active | AP-AC-5C40AF | APsystems AC Connector (5C 40A, female) | 1 | 0
4.6025e+18 | Dup-AP-3P-3K | Duplication-APSYSTEMS 3P 3Acc Kit | Each |  |  | Active | ECU-R | APsystems Energy Communication Unit R | 1 | 905
4.6025e+18 | Dup-AP-3P-4K | Duplication-APSYSTEMS 3P 4Acc Kit | Each |  |  | Active | SKU-APCUT-02 | AP system Bus Cable 3phase 5c (4mm2, H07,2.4m) | 4 | 0
4.6025e+18 | Dup-AP-3P-4K | Duplication-APSYSTEMS 3P 4Acc Kit | Each |  |  | Active | SKU-APBC-03 | AP SYSTEM BUS CABLE 5C END CAP (TWO SEALS) | 1 | 35
4.6025e+18 | Dup-AP-3P-4K | Duplication-APSYSTEMS 3P 4Acc Kit | Each |  |  | Active | SKU-APBTC-01 | AP SYSTEM BUS CABLE 5 WIRE T-CONN CAP | 1 | 25
4.6025e+18 | Dup-AP-3P-4K | Duplication-APSYSTEMS 3P 4Acc Kit | Each |  |  | Active | SKU-APAC-01 | APsystems AC Connector (5C,40A,male) | 1 | 35
4.6025e+18 | Dup-AP-3P-4K | Duplication-APSYSTEMS 3P 4Acc Kit | Each |  |  | Active | AP-AC-5C40AF | APsystems AC Connector (5C 40A, female) | 1 | 0
4.6025e+18 | Dup-AP-3P-4K | Duplication-APSYSTEMS 3P 4Acc Kit | Each |  |  | Active | ECU-R | APsystems Energy Communication Unit R | 1 | 905
4.6025e+18 | AP-3P-5K | APSYSTEM 3P 5ACC KIT | Each |  |  | Active | SKU-APCUT-02 | AP system Bus Cable 3phase 5c (4mm2, H07,2.4m) | 5 | 0
4.6025e+18 | AP-3P-5K | APSYSTEM 3P 5ACC KIT | Each |  |  | Active | SKU-APBC-03 | AP SYSTEM BUS CABLE 5C END CAP (TWO SEALS) | 1 | 35
4.6025e+18 | AP-3P-5K | APSYSTEM 3P 5ACC KIT | Each |  |  | Active | SKU-APBTC-01 | AP SYSTEM BUS CABLE 5 WIRE T-CONN CAP | 1 | 25
4.6025e+18 | AP-3P-5K | APSYSTEM 3P 5ACC KIT | Each |  |  | Active | SKU-APAC-01 | APsystems AC Connector (5C,40A,male) | 1 | 35
4.6025e+18 | AP-3P-5K | APSYSTEM 3P 5ACC KIT | Each |  |  | Active | AP-AC-5C40AF | APsystems AC Connector (5C 40A, female) | 1 | 0
4.6025e+18 | AP-3P-5K | APSYSTEM 3P 5ACC KIT | Each |  |  | Active | ECU-R | APsystems Energy Communication Unit R | 1 | 905
4.6025e+18 | Testing Code 1 | Testing Kit item | unit |  |  | Active | TP-01 | TEST PEN | 1 | 0
4.6025e+18 | Testing Code 1 | Testing Kit item | unit |  |  | Active | DDM15SD | ENERGY METER - 1 Phase, 2P, 220V | 1 | 0
4.6025e+18 | D-Stump | D-Stump | pcs | Misc | Stump | Active | T-446 | Cement (50kg) | 0.11 | 0
4.6025e+18 | D-Stump | D-Stump | pcs | Misc | Stump | Active | T-448 | Concrete Sand (20kg) | 0.44 | 0
4.6025e+18 | D-Stump | D-Stump | pcs | Misc | Stump | Active | T-503 | Concrete Stone (20kg) | 0.5 | 0
4.6025e+18 | D-Stump | D-Stump | pcs | Misc | Stump | Active | SKU-DB-01 | Concrete deformed bar (L: 8 ft) | 0.17 | 0
4.6025e+18 | IKPVKL406P-3 | MOUNTING BRACKET - KLIP LOK 406 METAL DECK - 3/R | Each | Solar PV | PV INSTALLATION KIT | Active | SLR-2600mm | RAIL SLR-R02-LIGHT 2600MM | 3 | 0
4.6025e+18 | IKPVKL406P-3 | MOUNTING BRACKET - KLIP LOK 406 METAL DECK - 3/R | Each | Solar PV | PV INSTALLATION KIT | Active | KS-HK-S08-02 | KLIP-LOK 406 ROOF HOOK | 6 | 0
4.6025e+18 | IKPVKL406P-3 | MOUNTING BRACKET - KLIP LOK 406 METAL DECK - 3/R | Each | Solar PV | PV INSTALLATION KIT | Active | KL-02 | L FEET 21# WITH BOLT M8 X 25 AND NUT | 6 | 0
4.6025e+18 | IKPVKL406P-3 | MOUNTING BRACKET - KLIP LOK 406 METAL DECK - 3/R | Each | Solar PV | PV INSTALLATION KIT | Active | SLR-EC-35-D | END CLAMP 35MM SLR-EC-35-D ( AL6005-T5 / SUS 304 ) | 4 | 0
4.6025e+18 | IKPVKL406P-3 | MOUNTING BRACKET - KLIP LOK 406 METAL DECK - 3/R | Each | Solar PV | PV INSTALLATION KIT | Active | SLR-MC-35-D | MID CLAMP 35MM | 4 | 0
4.6025e+18 | IKPVKL406P-3 | MOUNTING BRACKET - KLIP LOK 406 METAL DECK - 3/R | Each | Solar PV | PV INSTALLATION KIT | Active | SLR-EK-D | GROUNDING LUG SLR-EK-D ( AL6005-5 / SUS 304 ) | 1 | 10
4.6025e+18 | IKPVKL406P-3 | MOUNTING BRACKET - KLIP LOK 406 METAL DECK - 3/R | Each | Solar PV | PV INSTALLATION KIT | Active | SLR-RS-01-L-D | RAIL SPLICE | 2 | 30
4.6025e+18 | IKPVKL406P-2 | MOUNTING BRACKET - KLIP LOK 406 METAL DECK - 2/R | Each | Solar PV | PV INSTALLATION KIT | Active | KS-HK-S08-02 | KLIP-LOK 406 ROOF HOOK | 4 | 0
4.6025e+18 | IKPVKL406P-2 | MOUNTING BRACKET - KLIP LOK 406 METAL DECK - 2/R | Each | Solar PV | PV INSTALLATION KIT | Active | KL-02 | L FEET 21# WITH BOLT M8 X 25 AND NUT | 4 | 0
4.6025e+18 | IKPVKL406P-2 | MOUNTING BRACKET - KLIP LOK 406 METAL DECK - 2/R | Each | Solar PV | PV INSTALLATION KIT | Active | SLR-EC-35-D | END CLAMP 35MM SLR-EC-35-D ( AL6005-T5 / SUS 304 ) | 4 | 0
4.6025e+18 | IKPVKL406P-2 | MOUNTING BRACKET - KLIP LOK 406 METAL DECK - 2/R | Each | Solar PV | PV INSTALLATION KIT | Active | SLR-MC-35-D | MID CLAMP 35MM | 2 | 0
4.6025e+18 | IKPVKL406P-2 | MOUNTING BRACKET - KLIP LOK 406 METAL DECK - 2/R | Each | Solar PV | PV INSTALLATION KIT | Active | SLR-EK-D | GROUNDING LUG SLR-EK-D ( AL6005-5 / SUS 304 ) | 1 | 10
4.6025e+18 | IKPVKL406P-1 | MOUNTING BRACKET - KLIP LOK 406 METAL DECK - 1/R | Each | Solar PV | PV INSTALLATION KIT | Active | SLR-2600mm | RAIL SLR-R02-LIGHT 2600MM | 1 | 0
4.6025e+18 | IKPVKL406P-1 | MOUNTING BRACKET - KLIP LOK 406 METAL DECK - 1/R | Each | Solar PV | PV INSTALLATION KIT | Active | KS-HK-S08-02 | KLIP-LOK 406 ROOF HOOK | 4 | 0
4.6025e+18 | IKPVKL406P-1 | MOUNTING BRACKET - KLIP LOK 406 METAL DECK - 1/R | Each | Solar PV | PV INSTALLATION KIT | Active | KL-02 | L FEET 21# WITH BOLT M8 X 25 AND NUT | 4 | 0
4.6025e+18 | IKPVKL406P-1 | MOUNTING BRACKET - KLIP LOK 406 METAL DECK - 1/R | Each | Solar PV | PV INSTALLATION KIT | Active | SLR-EC-35-D | END CLAMP 35MM SLR-EC-35-D ( AL6005-T5 / SUS 304 ) | 4 | 0
4.6025e+18 | IKPVKL406P-1 | MOUNTING BRACKET - KLIP LOK 406 METAL DECK - 1/R | Each | Solar PV | PV INSTALLATION KIT | Active | SLR-EK-D | GROUNDING LUG SLR-EK-D ( AL6005-5 / SUS 304 ) | 1 | 10
4.6025e+18 | IKPVKL406P-5 | MOUNTING BRACKET - KLIP LOK 406 METAL DECK - 5/R | Each | Solar PV | PV INSTALLATION KIT | Active | SLR-2600mm | RAIL SLR-R02-LIGHT 2600MM | 5 | 0
4.6025e+18 | IKPVKL406P-5 | MOUNTING BRACKET - KLIP LOK 406 METAL DECK - 5/R | Each | Solar PV | PV INSTALLATION KIT | Active | KS-HK-S08-02 | KLIP-LOK 406 ROOF HOOK | 10 | 0
4.6025e+18 | IKPVKL406P-5 | MOUNTING BRACKET - KLIP LOK 406 METAL DECK - 5/R | Each | Solar PV | PV INSTALLATION KIT | Active | KL-02 | L FEET 21# WITH BOLT M8 X 25 AND NUT | 10 | 0
4.6025e+18 | IKPVKL406P-5 | MOUNTING BRACKET - KLIP LOK 406 METAL DECK - 5/R | Each | Solar PV | PV INSTALLATION KIT | Active | SLR-EC-35-D | END CLAMP 35MM SLR-EC-35-D ( AL6005-T5 / SUS 304 ) | 4 | 0
4.6025e+18 | IKPVKL406P-5 | MOUNTING BRACKET - KLIP LOK 406 METAL DECK - 5/R | Each | Solar PV | PV INSTALLATION KIT | Active | SLR-MC-35-D | MID CLAMP 35MM | 8 | 0
4.6025e+18 | IKPVKL406P-5 | MOUNTING BRACKET - KLIP LOK 406 METAL DECK - 5/R | Each | Solar PV | PV INSTALLATION KIT | Active | SLR-EK-D | GROUNDING LUG SLR-EK-D ( AL6005-5 / SUS 304 ) | 1 | 10
4.6025e+18 | IKPVKL406P-5 | MOUNTING BRACKET - KLIP LOK 406 METAL DECK - 5/R | Each | Solar PV | PV INSTALLATION KIT | Active | SLR-RS-01-L-D | RAIL SPLICE | 4 | 60
4.6025e+18 | D-KPVKL406P-6 | D-PV Install Kit Klip-Lok 406 Portrait 6/R | Each | Solar PV | INSTALLATION KIT | Active | SLR-R02-LIGHT | Rail SLR-R02-Light 5200MM | 3 | 540
4.6025e+18 | D-KPVKL406P-6 | D-PV Install Kit Klip-Lok 406 Portrait 6/R | Each | Solar PV | INSTALLATION KIT | Active | SLR-RS-01-L-D | Rail Splice | 4 | 60
4.6025e+18 | D-KPVKL406P-6 | D-PV Install Kit Klip-Lok 406 Portrait 6/R | Each | Solar PV | INSTALLATION KIT | Active | SLR-MC-30-D | MID CLAMP 30MM SLR-MC-30-D ( AL6005-T5 / SUS 304 ) | 10 | 50
4.6025e+18 | D-KPVKL406P-6 | D-PV Install Kit Klip-Lok 406 Portrait 6/R | Each | Solar PV | INSTALLATION KIT | Active | SLR-EC-30-D | END CLAMP 30MM SLR-EC-30-D ( AL6005-T5 / SUS 304 ) | 4 | 20
4.6025e+18 | D-KPVKL406P-6 | D-PV Install Kit Klip-Lok 406 Portrait 6/R | Each | Solar PV | INSTALLATION KIT | Active | KS-HK-S08-02 | KLIP-LOK 406 Roof Hook | 12 | 0
4.6025e+18 | D-KPVKL406P-6 | D-PV Install Kit Klip-Lok 406 Portrait 6/R | Each | Solar PV | INSTALLATION KIT | Active | KS-HK-L21-02 | L Feet 21# with Bolt M8 x 25 and Nut | 12 | 120
4.6025e+18 | D-KPVKL406P-6 | D-PV Install Kit Klip-Lok 406 Portrait 6/R | Each | Solar PV | INSTALLATION KIT | Active | KS-BR1-GC | GROUNDING CLIP | 10 | 50
4.6025e+18 | D-KPVKL406P-6 | D-PV Install Kit Klip-Lok 406 Portrait 6/R | Each | Solar PV | INSTALLATION KIT | Active | EK-D | GROUNDING LUG, HIGH BALLAST | 2 | 0
4.6025e+18 | IKPVKL406P-9 | MOUNTING BRACKET - KLIP LOK 406 METAL DECK - 9/R | Each | Solar PV | INSTALLATION KIT | Active | SLR-2600mm | RAIL SLR-R02-LIGHT 2600MM | 8 | 0
4.6025e+18 | IKPVKL406P-9 | MOUNTING BRACKET - KLIP LOK 406 METAL DECK - 9/R | Each | Solar PV | INSTALLATION KIT | Active | KS-HK-S08-02 | KLIP-LOK 406 ROOF HOOK | 18 | 0
4.6025e+18 | IKPVKL406P-9 | MOUNTING BRACKET - KLIP LOK 406 METAL DECK - 9/R | Each | Solar PV | INSTALLATION KIT | Active | KL-02 | L FEET 21# WITH BOLT M8 X 25 AND NUT | 18 | 0
4.6025e+18 | IKPVKL406P-9 | MOUNTING BRACKET - KLIP LOK 406 METAL DECK - 9/R | Each | Solar PV | INSTALLATION KIT | Active | SLR-EC-35-D | END CLAMP 35MM SLR-EC-35-D ( AL6005-T5 / SUS 304 ) | 4 | 0
4.6025e+18 | IKPVKL406P-9 | MOUNTING BRACKET - KLIP LOK 406 METAL DECK - 9/R | Each | Solar PV | INSTALLATION KIT | Active | SLR-MC-35-D | MID CLAMP 35MM | 16 | 0
4.6025e+18 | IKPVKL406P-9 | MOUNTING BRACKET - KLIP LOK 406 METAL DECK - 9/R | Each | Solar PV | INSTALLATION KIT | Active | SLR-EK-D | GROUNDING LUG SLR-EK-D ( AL6005-5 / SUS 304 ) | 1 | 10
4.6025e+18 | IKPVKL406P-9 | MOUNTING BRACKET - KLIP LOK 406 METAL DECK - 9/R | Each | Solar PV | INSTALLATION KIT | Active | SLR-RS-01-L-D | RAIL SPLICE | 8 | 120
4.6025e+18 | IKPVKL406L-1 | PV Install Kit Klip-Lok 406 Landscape 1/R | Each | Solar PV | INSTALLATION KIT | Inactive | SLR-R02-LIGHT | Rail SLR-R02-Light 5200MM | 1 | 180
4.6025e+18 | IKPVKL406L-1 | PV Install Kit Klip-Lok 406 Landscape 1/R | Each | Solar PV | INSTALLATION KIT | Inactive | SLR-EC-30-D | END CLAMP 30MM SLR-EC-30-D ( AL6005-T5 / SUS 304 ) | 4 | 20
4.6025e+18 | IKPVKL406L-1 | PV Install Kit Klip-Lok 406 Landscape 1/R | Each | Solar PV | INSTALLATION KIT | Inactive | SLR-MRH-32-D | KLIPLOCK #32 UNIVERSAL | 4 | 80
4.6025e+18 | IKPVKL406L-1 | PV Install Kit Klip-Lok 406 Landscape 1/R | Each | Solar PV | INSTALLATION KIT | Inactive | EK-D | GROUNDING LUG, HIGH BALLAST | 2 | 0
4.6025e+18 | IKPVKL700P-1 | MOUNTING BRACKET - KLIP LOK 700 METAL DECK - 1/R | Each | Solar PV | PV INSTALLATION KIT | Active | SLR-2600mm | RAIL SLR-R02-LIGHT 2600MM | 1 | 0
4.6025e+18 | IKPVKL700P-1 | MOUNTING BRACKET - KLIP LOK 700 METAL DECK - 1/R | Each | Solar PV | PV INSTALLATION KIT | Active | KL-01 | KLIP-LOK 700 ROOF HOOK (L-TYPE) | 4 | 80
4.6025e+18 | IKPVKL700P-1 | MOUNTING BRACKET - KLIP LOK 700 METAL DECK - 1/R | Each | Solar PV | PV INSTALLATION KIT | Active | KL-02 | L FEET 21# WITH BOLT M8 X 25 AND NUT | 4 | 0
4.6025e+18 | IKPVKL700P-1 | MOUNTING BRACKET - KLIP LOK 700 METAL DECK - 1/R | Each | Solar PV | PV INSTALLATION KIT | Active | SLR-EC-35-D | END CLAMP 35MM SLR-EC-35-D ( AL6005-T5 / SUS 304 ) | 4 | 0
4.6025e+18 | IKPVKL700P-1 | MOUNTING BRACKET - KLIP LOK 700 METAL DECK - 1/R | Each | Solar PV | PV INSTALLATION KIT | Active | SLR-EK-D | GROUNDING LUG SLR-EK-D ( AL6005-5 / SUS 304 ) | 1 | 10
4.6025e+18 | IKPVKL700P-2 | MOUNTING BRACKET - KLIP LOK 700 METAL DECK - 2/R | Each | Solar PV | PV INSTALLATION KIT | Active | SLR-2600mm | RAIL SLR-R02-LIGHT 2600MM | 2 | 0
4.6025e+18 | IKPVKL700P-2 | MOUNTING BRACKET - KLIP LOK 700 METAL DECK - 2/R | Each | Solar PV | PV INSTALLATION KIT | Active | KL-01 | KLIP-LOK 700 ROOF HOOK (L-TYPE) | 4 | 80
4.6025e+18 | IKPVKL700P-2 | MOUNTING BRACKET - KLIP LOK 700 METAL DECK - 2/R | Each | Solar PV | PV INSTALLATION KIT | Active | KL-02 | L FEET 21# WITH BOLT M8 X 25 AND NUT | 4 | 0
4.6025e+18 | IKPVKL700P-2 | MOUNTING BRACKET - KLIP LOK 700 METAL DECK - 2/R | Each | Solar PV | PV INSTALLATION KIT | Active | SLR-EC-35-D | END CLAMP 35MM SLR-EC-35-D ( AL6005-T5 / SUS 304 ) | 4 | 0
4.6025e+18 | IKPVKL700P-2 | MOUNTING BRACKET - KLIP LOK 700 METAL DECK - 2/R | Each | Solar PV | PV INSTALLATION KIT | Active | SLR-MC-35-D | MID CLAMP 35MM | 2 | 0
4.6025e+18 | IKPVKL700P-2 | MOUNTING BRACKET - KLIP LOK 700 METAL DECK - 2/R | Each | Solar PV | PV INSTALLATION KIT | Active | SLR-EK-D | GROUNDING LUG SLR-EK-D ( AL6005-5 / SUS 304 ) | 1 | 10
4.6025e+18 | IKPVKL700P-3 | MOUNTING BRACKET - KLIP LOK 700 METAL DECK - 3/R | Each | Solar PV | PV INSTALLATION KIT | Active | SLR-2600mm | RAIL SLR-R02-LIGHT 2600MM | 3 | 0
4.6025e+18 | IKPVKL700P-3 | MOUNTING BRACKET - KLIP LOK 700 METAL DECK - 3/R | Each | Solar PV | PV INSTALLATION KIT | Active | KL-01 | KLIP-LOK 700 ROOF HOOK (L-TYPE) | 6 | 120
4.6025e+18 | IKPVKL700P-3 | MOUNTING BRACKET - KLIP LOK 700 METAL DECK - 3/R | Each | Solar PV | PV INSTALLATION KIT | Active | KL-02 | L FEET 21# WITH BOLT M8 X 25 AND NUT | 6 | 0
4.6025e+18 | IKPVKL700P-3 | MOUNTING BRACKET - KLIP LOK 700 METAL DECK - 3/R | Each | Solar PV | PV INSTALLATION KIT | Active | SLR-EC-35-D | END CLAMP 35MM SLR-EC-35-D ( AL6005-T5 / SUS 304 ) | 4 | 0
4.6025e+18 | IKPVKL700P-3 | MOUNTING BRACKET - KLIP LOK 700 METAL DECK - 3/R | Each | Solar PV | PV INSTALLATION KIT | Active | SLR-MC-35-D | MID CLAMP 35MM | 4 | 0
4.6025e+18 | IKPVKL700P-3 | MOUNTING BRACKET - KLIP LOK 700 METAL DECK - 3/R | Each | Solar PV | PV INSTALLATION KIT | Active | SLR-EK-D | GROUNDING LUG SLR-EK-D ( AL6005-5 / SUS 304 ) | 1 | 10
4.6025e+18 | IKPVKL700P-3 | MOUNTING BRACKET - KLIP LOK 700 METAL DECK - 3/R | Each | Solar PV | PV INSTALLATION KIT | Active | SLR-RS-01-L-D | RAIL SPLICE | 2 | 30
4.6025e+18 | IKPVKL700P-4 | MOUNTING BRACKET - KLIP LOK 700 METAL DECK - 4/R | Each | Solar PV | PV INSTALLATION KIT | Active | SLR-2600mm | RAIL SLR-R02-LIGHT 2600MM | 4 | 0
4.6025e+18 | IKPVKL700P-4 | MOUNTING BRACKET - KLIP LOK 700 METAL DECK - 4/R | Each | Solar PV | PV INSTALLATION KIT | Active | KL-01 | KLIP-LOK 700 ROOF HOOK (L-TYPE) | 8 | 160
4.6025e+18 | IKPVKL700P-4 | MOUNTING BRACKET - KLIP LOK 700 METAL DECK - 4/R | Each | Solar PV | PV INSTALLATION KIT | Active | KL-02 | L FEET 21# WITH BOLT M8 X 25 AND NUT | 8 | 0
4.6025e+18 | IKPVKL700P-4 | MOUNTING BRACKET - KLIP LOK 700 METAL DECK - 4/R | Each | Solar PV | PV INSTALLATION KIT | Active | SLR-EC-35-D | END CLAMP 35MM SLR-EC-35-D ( AL6005-T5 / SUS 304 ) | 4 | 0
4.6025e+18 | IKPVKL700P-4 | MOUNTING BRACKET - KLIP LOK 700 METAL DECK - 4/R | Each | Solar PV | PV INSTALLATION KIT | Active | SLR-MC-35-D | MID CLAMP 35MM | 6 | 0
4.6025e+18 | IKPVKL700P-4 | MOUNTING BRACKET - KLIP LOK 700 METAL DECK - 4/R | Each | Solar PV | PV INSTALLATION KIT | Active | SLR-EK-D | GROUNDING LUG SLR-EK-D ( AL6005-5 / SUS 304 ) | 1 | 10
4.6025e+18 | IKPVKL700P-4 | MOUNTING BRACKET - KLIP LOK 700 METAL DECK - 4/R | Each | Solar PV | PV INSTALLATION KIT | Active | SLR-RS-01-L-D | RAIL SPLICE | 2 | 30
4.6025e+18 | IKPVKL700P-5 | MOUNTING BRACKET - KLIP LOK 700 METAL DECK - 5/R | Each | Solar PV | PV INSTALLATION KIT | Active | SLR-2600mm | RAIL SLR-R02-LIGHT 2600MM | 5 | 0
4.6025e+18 | IKPVKL700P-5 | MOUNTING BRACKET - KLIP LOK 700 METAL DECK - 5/R | Each | Solar PV | PV INSTALLATION KIT | Active | KL-01 | KLIP-LOK 700 ROOF HOOK (L-TYPE) | 10 | 200
4.6025e+18 | IKPVKL700P-5 | MOUNTING BRACKET - KLIP LOK 700 METAL DECK - 5/R | Each | Solar PV | PV INSTALLATION KIT | Active | KL-02 | L FEET 21# WITH BOLT M8 X 25 AND NUT | 10 | 0
4.6025e+18 | IKPVKL700P-5 | MOUNTING BRACKET - KLIP LOK 700 METAL DECK - 5/R | Each | Solar PV | PV INSTALLATION KIT | Active | SLR-EC-35-D | END CLAMP 35MM SLR-EC-35-D ( AL6005-T5 / SUS 304 ) | 4 | 0
4.6025e+18 | IKPVKL700P-5 | MOUNTING BRACKET - KLIP LOK 700 METAL DECK - 5/R | Each | Solar PV | PV INSTALLATION KIT | Active | SLR-MC-35-D | MID CLAMP 35MM | 8 | 0
4.6025e+18 | IKPVKL700P-5 | MOUNTING BRACKET - KLIP LOK 700 METAL DECK - 5/R | Each | Solar PV | PV INSTALLATION KIT | Active | SLR-EK-D | GROUNDING LUG SLR-EK-D ( AL6005-5 / SUS 304 ) | 1 | 10
4.6025e+18 | IKPVKL700P-5 | MOUNTING BRACKET - KLIP LOK 700 METAL DECK - 5/R | Each | Solar PV | PV INSTALLATION KIT | Active | SLR-RS-01-L-D | RAIL SPLICE | 4 | 60
4.6025e+18 | IKPVKL700P-6 | MOUNTING BRACKET - KLIP LOK 700 METAL DECK - 6/R | Each | Solar PV | PV INSTALLATION KIT | Active | SLR-2600mm | RAIL SLR-R02-LIGHT 2600MM | 6 | 0
4.6025e+18 | IKPVKL700P-6 | MOUNTING BRACKET - KLIP LOK 700 METAL DECK - 6/R | Each | Solar PV | PV INSTALLATION KIT | Active | KL-01 | KLIP-LOK 700 ROOF HOOK (L-TYPE) | 12 | 240
4.6025e+18 | IKPVKL700P-6 | MOUNTING BRACKET - KLIP LOK 700 METAL DECK - 6/R | Each | Solar PV | PV INSTALLATION KIT | Active | KL-02 | L FEET 21# WITH BOLT M8 X 25 AND NUT | 12 | 0
4.6025e+18 | IKPVKL700P-6 | MOUNTING BRACKET - KLIP LOK 700 METAL DECK - 6/R | Each | Solar PV | PV INSTALLATION KIT | Active | SLR-EC-35-D | END CLAMP 35MM SLR-EC-35-D ( AL6005-T5 / SUS 304 ) | 4 | 0
4.6025e+18 | IKPVKL700P-6 | MOUNTING BRACKET - KLIP LOK 700 METAL DECK - 6/R | Each | Solar PV | PV INSTALLATION KIT | Active | SLR-MC-35-D | MID CLAMP 35MM | 10 | 0
4.6025e+18 | IKPVKL700P-6 | MOUNTING BRACKET - KLIP LOK 700 METAL DECK - 6/R | Each | Solar PV | PV INSTALLATION KIT | Active | SLR-EK-D | GROUNDING LUG SLR-EK-D ( AL6005-5 / SUS 304 ) | 1 | 10
4.6025e+18 | IKPVKL700P-6 | MOUNTING BRACKET - KLIP LOK 700 METAL DECK - 6/R | Each | Solar PV | PV INSTALLATION KIT | Active | SLR-RS-01-L-D | RAIL SPLICE | 4 | 60
4.6025e+18 | IKPVKL700P-7 | MOUNTING BRACKET - KLIP LOK 700 METAL DECK - 7/R | Each | Solar PV | PV INSTALLATION KIT | Active | SLR-2600mm | RAIL SLR-R02-LIGHT 2600MM | 7 | 0
4.6025e+18 | IKPVKL700P-7 | MOUNTING BRACKET - KLIP LOK 700 METAL DECK - 7/R | Each | Solar PV | PV INSTALLATION KIT | Active | KL-01 | KLIP-LOK 700 ROOF HOOK (L-TYPE) | 14 | 280
4.6025e+18 | IKPVKL700P-7 | MOUNTING BRACKET - KLIP LOK 700 METAL DECK - 7/R | Each | Solar PV | PV INSTALLATION KIT | Active | KL-02 | L FEET 21# WITH BOLT M8 X 25 AND NUT | 14 | 0
4.6025e+18 | IKPVKL700P-7 | MOUNTING BRACKET - KLIP LOK 700 METAL DECK - 7/R | Each | Solar PV | PV INSTALLATION KIT | Active | SLR-EC-35-D | END CLAMP 35MM SLR-EC-35-D ( AL6005-T5 / SUS 304 ) | 4 | 0
4.6025e+18 | IKPVKL700P-7 | MOUNTING BRACKET - KLIP LOK 700 METAL DECK - 7/R | Each | Solar PV | PV INSTALLATION KIT | Active | SLR-MC-35-D | MID CLAMP 35MM | 12 | 0
4.6025e+18 | IKPVKL700P-7 | MOUNTING BRACKET - KLIP LOK 700 METAL DECK - 7/R | Each | Solar PV | PV INSTALLATION KIT | Active | SLR-EK-D | GROUNDING LUG SLR-EK-D ( AL6005-5 / SUS 304 ) | 1 | 10
4.6025e+18 | IKPVKL700P-7 | MOUNTING BRACKET - KLIP LOK 700 METAL DECK - 7/R | Each | Solar PV | PV INSTALLATION KIT | Active | SLR-RS-01-L-D | RAIL SPLICE | 6 | 90
4.6025e+18 | IKPVKL700P-8 | MOUNTING BRACKET - KLIP LOK 700 METAL DECK - 8/R | Each | Solar PV | PV INSTALLATION KIT | Active | SLR-2600mm | RAIL SLR-R02-LIGHT 2600MM | 8 | 0
4.6025e+18 | IKPVKL700P-8 | MOUNTING BRACKET - KLIP LOK 700 METAL DECK - 8/R | Each | Solar PV | PV INSTALLATION KIT | Active | KL-01 | KLIP-LOK 700 ROOF HOOK (L-TYPE) | 16 | 320
4.6025e+18 | IKPVKL700P-8 | MOUNTING BRACKET - KLIP LOK 700 METAL DECK - 8/R | Each | Solar PV | PV INSTALLATION KIT | Active | KL-02 | L FEET 21# WITH BOLT M8 X 25 AND NUT | 16 | 0
4.6025e+18 | IKPVKL700P-8 | MOUNTING BRACKET - KLIP LOK 700 METAL DECK - 8/R | Each | Solar PV | PV INSTALLATION KIT | Active | SLR-EC-35-D | END CLAMP 35MM SLR-EC-35-D ( AL6005-T5 / SUS 304 ) | 4 | 0
4.6025e+18 | IKPVKL700P-8 | MOUNTING BRACKET - KLIP LOK 700 METAL DECK - 8/R | Each | Solar PV | PV INSTALLATION KIT | Active | SLR-MC-35-D | MID CLAMP 35MM | 14 | 0
4.6025e+18 | IKPVKL700P-8 | MOUNTING BRACKET - KLIP LOK 700 METAL DECK - 8/R | Each | Solar PV | PV INSTALLATION KIT | Active | SLR-EK-D | GROUNDING LUG SLR-EK-D ( AL6005-5 / SUS 304 ) | 1 | 10
4.6025e+18 | IKPVKL700P-8 | MOUNTING BRACKET - KLIP LOK 700 METAL DECK - 8/R | Each | Solar PV | PV INSTALLATION KIT | Active | SLR-RS-01-L-D | RAIL SPLICE | 6 | 90
4.6025e+18 | IKPVKL700P-9 | MOUNTING BRACKET - KLIP LOK 700 METAL DECK - 9/R | Each | Solar PV | PV INSTALLATION KIT | Active | SLR-2600mm | RAIL SLR-R02-LIGHT 2600MM | 8 | 0
4.6025e+18 | IKPVKL700P-9 | MOUNTING BRACKET - KLIP LOK 700 METAL DECK - 9/R | Each | Solar PV | PV INSTALLATION KIT | Active | KL-01 | KLIP-LOK 700 ROOF HOOK (L-TYPE) | 18 | 360
4.6025e+18 | IKPVKL700P-9 | MOUNTING BRACKET - KLIP LOK 700 METAL DECK - 9/R | Each | Solar PV | PV INSTALLATION KIT | Active | KL-02 | L FEET 21# WITH BOLT M8 X 25 AND NUT | 18 | 0
4.6025e+18 | IKPVKL700P-9 | MOUNTING BRACKET - KLIP LOK 700 METAL DECK - 9/R | Each | Solar PV | PV INSTALLATION KIT | Active | SLR-EC-35-D | END CLAMP 35MM SLR-EC-35-D ( AL6005-T5 / SUS 304 ) | 4 | 0
4.6025e+18 | IKPVKL700P-9 | MOUNTING BRACKET - KLIP LOK 700 METAL DECK - 9/R | Each | Solar PV | PV INSTALLATION KIT | Active | SLR-MC-35-D | MID CLAMP 35MM | 16 | 0
4.6025e+18 | IKPVKL700P-9 | MOUNTING BRACKET - KLIP LOK 700 METAL DECK - 9/R | Each | Solar PV | PV INSTALLATION KIT | Active | SLR-EK-D | GROUNDING LUG SLR-EK-D ( AL6005-5 / SUS 304 ) | 1 | 10
4.6025e+18 | IKPVKL700P-9 | MOUNTING BRACKET - KLIP LOK 700 METAL DECK - 9/R | Each | Solar PV | PV INSTALLATION KIT | Active | SLR-RS-01-L-D | RAIL SPLICE | 8 | 120
4.6025e+18 | IKPVKL700P-10 | MOUNTING BRACKET - KLIP LOK 700 METAL DECK - 10/R | Each | Solar PV | PV INSTALLATION KIT | Active | SLR-2600mm | RAIL SLR-R02-LIGHT 2600MM | 9 | 0
4.6025e+18 | IKPVKL700P-10 | MOUNTING BRACKET - KLIP LOK 700 METAL DECK - 10/R | Each | Solar PV | PV INSTALLATION KIT | Active | KL-01 | KLIP-LOK 700 ROOF HOOK (L-TYPE) | 20 | 400
4.6025e+18 | IKPVKL700P-10 | MOUNTING BRACKET - KLIP LOK 700 METAL DECK - 10/R | Each | Solar PV | PV INSTALLATION KIT | Active | KL-02 | L FEET 21# WITH BOLT M8 X 25 AND NUT | 20 | 0
4.6025e+18 | IKPVKL700P-10 | MOUNTING BRACKET - KLIP LOK 700 METAL DECK - 10/R | Each | Solar PV | PV INSTALLATION KIT | Active | SLR-EC-35-D | END CLAMP 35MM SLR-EC-35-D ( AL6005-T5 / SUS 304 ) | 4 | 0
4.6025e+18 | IKPVKL700P-10 | MOUNTING BRACKET - KLIP LOK 700 METAL DECK - 10/R | Each | Solar PV | PV INSTALLATION KIT | Active | SLR-MC-35-D | MID CLAMP 35MM | 18 | 0
4.6025e+18 | IKPVKL700P-10 | MOUNTING BRACKET - KLIP LOK 700 METAL DECK - 10/R | Each | Solar PV | PV INSTALLATION KIT | Active | SLR-EK-D | GROUNDING LUG SLR-EK-D ( AL6005-5 / SUS 304 ) | 1 | 10
4.6025e+18 | IKPVKL700P-10 | MOUNTING BRACKET - KLIP LOK 700 METAL DECK - 10/R | Each | Solar PV | PV INSTALLATION KIT | Active | SLR-RS-01-L-D | RAIL SPLICE | 8 | 120
4.6025e+18 | IKPVKL700L-1 | PV Install Kit Klip-Lok 700 Landscape 1/R | Each | Solar PV | PV INSTALLATION KIT | Inactive | SLR-R02-LIGHT | Rail SLR-R02-Light 5200MM | 1 | 180
4.6025e+18 | IKPVKL700L-1 | PV Install Kit Klip-Lok 700 Landscape 1/R | Each | Solar PV | PV INSTALLATION KIT | Inactive | SLR-EC-30-D | END CLAMP 30MM SLR-EC-30-D ( AL6005-T5 / SUS 304 ) | 4 | 20
4.6025e+18 | IKPVKL700L-1 | PV Install Kit Klip-Lok 700 Landscape 1/R | Each | Solar PV | PV INSTALLATION KIT | Inactive | SLR-MRH-32-D | KLIPLOCK #32 UNIVERSAL | 4 | 80
4.6025e+18 | IKPVKL700L-1 | PV Install Kit Klip-Lok 700 Landscape 1/R | Each | Solar PV | PV INSTALLATION KIT | Inactive | EK-D | GROUNDING LUG, HIGH BALLAST | 2 | 0
4.6025e+18 | IKPVKL700L-2 | PV Install Kit Klip-Lok 700 Landscape 2/R | Each | Solar PV | PV INSTALLATION KIT | Inactive | SLR-R02-LIGHT | Rail SLR-R02-Light 5200MM | 1 | 180
4.6025e+18 | IKPVKL700L-2 | PV Install Kit Klip-Lok 700 Landscape 2/R | Each | Solar PV | PV INSTALLATION KIT | Inactive | SLR-MC-30-D | MID CLAMP 30MM SLR-MC-30-D ( AL6005-T5 / SUS 304 ) | 2 | 10
4.6025e+18 | IKPVKL700L-2 | PV Install Kit Klip-Lok 700 Landscape 2/R | Each | Solar PV | PV INSTALLATION KIT | Inactive | SLR-EC-30-D | END CLAMP 30MM SLR-EC-30-D ( AL6005-T5 / SUS 304 ) | 4 | 20
4.6025e+18 | IKPVKL700L-2 | PV Install Kit Klip-Lok 700 Landscape 2/R | Each | Solar PV | PV INSTALLATION KIT | Inactive | SLR-MRH-32-D | KLIPLOCK #32 UNIVERSAL | 4 | 80
4.6025e+18 | IKPVKL700L-2 | PV Install Kit Klip-Lok 700 Landscape 2/R | Each | Solar PV | PV INSTALLATION KIT | Inactive | KS-BR1-GC | GROUNDING CLIP | 2 | 10
4.6025e+18 | IKPVKL700L-2 | PV Install Kit Klip-Lok 700 Landscape 2/R | Each | Solar PV | PV INSTALLATION KIT | Inactive | EK-D | GROUNDING LUG, HIGH BALLAST | 2 | 0
4.6025e+18 | IKPVKL700L-3 | PV Install Kit Klip-Lok 700 Landscape 3/R | Each | Solar PV | PV INSTALLATION KIT | Inactive | SLR-R02-LIGHT | Rail SLR-R02-Light 5200MM | 2 | 360
4.6025e+18 | IKPVKL700L-3 | PV Install Kit Klip-Lok 700 Landscape 3/R | Each | Solar PV | PV INSTALLATION KIT | Inactive | SLR-RS-01-L-D | Rail Splice | 2 | 30
4.6025e+18 | IKPVKL700L-3 | PV Install Kit Klip-Lok 700 Landscape 3/R | Each | Solar PV | PV INSTALLATION KIT | Inactive | SLR-MC-30-D | MID CLAMP 30MM SLR-MC-30-D ( AL6005-T5 / SUS 304 ) | 4 | 20
4.6025e+18 | IKPVKL700L-3 | PV Install Kit Klip-Lok 700 Landscape 3/R | Each | Solar PV | PV INSTALLATION KIT | Inactive | SLR-EC-30-D | END CLAMP 30MM SLR-EC-30-D ( AL6005-T5 / SUS 304 ) | 4 | 20
4.6025e+18 | IKPVKL700L-3 | PV Install Kit Klip-Lok 700 Landscape 3/R | Each | Solar PV | PV INSTALLATION KIT | Inactive | SLR-MRH-32-D | KLIPLOCK #32 UNIVERSAL | 6 | 120
4.6025e+18 | IKPVKL700L-3 | PV Install Kit Klip-Lok 700 Landscape 3/R | Each | Solar PV | PV INSTALLATION KIT | Inactive | KS-BR1-GC | GROUNDING CLIP | 4 | 20
4.6025e+18 | IKPVKL700L-3 | PV Install Kit Klip-Lok 700 Landscape 3/R | Each | Solar PV | PV INSTALLATION KIT | Inactive | EK-D | GROUNDING LUG, HIGH BALLAST | 2 | 0
4.6025e+18 | IKPVKL700L-4 | PV Install Kit Klip-Lok 700 Landscape 4/R | Each | Solar PV | PV INSTALLATION KIT | Inactive | SLR-R02-LIGHT | Rail SLR-R02-Light 5200MM | 2 | 360
4.6025e+18 | IKPVKL700L-4 | PV Install Kit Klip-Lok 700 Landscape 4/R | Each | Solar PV | PV INSTALLATION KIT | Inactive | SLR-RS-01-L-D | Rail Splice | 2 | 30
4.6025e+18 | IKPVKL700L-4 | PV Install Kit Klip-Lok 700 Landscape 4/R | Each | Solar PV | PV INSTALLATION KIT | Inactive | SLR-MC-30-D | MID CLAMP 30MM SLR-MC-30-D ( AL6005-T5 / SUS 304 ) | 6 | 30
4.6025e+18 | IKPVKL700L-4 | PV Install Kit Klip-Lok 700 Landscape 4/R | Each | Solar PV | PV INSTALLATION KIT | Inactive | SLR-EC-30-D | END CLAMP 30MM SLR-EC-30-D ( AL6005-T5 / SUS 304 ) | 4 | 20
4.6025e+18 | IKPVKL700L-4 | PV Install Kit Klip-Lok 700 Landscape 4/R | Each | Solar PV | PV INSTALLATION KIT | Inactive | SLR-MRH-32-D | KLIPLOCK #32 UNIVERSAL | 8 | 160
4.6025e+18 | IKPVKL700L-4 | PV Install Kit Klip-Lok 700 Landscape 4/R | Each | Solar PV | PV INSTALLATION KIT | Inactive | KS-BR1-GC | GROUNDING CLIP | 6 | 30
4.6025e+18 | IKPVKL700L-4 | PV Install Kit Klip-Lok 700 Landscape 4/R | Each | Solar PV | PV INSTALLATION KIT | Inactive | EK-D | GROUNDING LUG, HIGH BALLAST | 2 | 0
4.6025e+18 | IKPVKL700L-5 | PV Install Kit Klip-Lok 700 Landscape 5/R | Each | Solar PV | PV INSTALLATION KIT | Inactive | SLR-R02-LIGHT | Rail SLR-R02-Light 5200MM | 3 | 540
4.6025e+18 | IKPVKL700L-5 | PV Install Kit Klip-Lok 700 Landscape 5/R | Each | Solar PV | PV INSTALLATION KIT | Inactive | SLR-RS-01-L-D | Rail Splice | 4 | 60
4.6025e+18 | IKPVKL700L-5 | PV Install Kit Klip-Lok 700 Landscape 5/R | Each | Solar PV | PV INSTALLATION KIT | Inactive | SLR-MC-30-D | MID CLAMP 30MM SLR-MC-30-D ( AL6005-T5 / SUS 304 ) | 8 | 40
4.6025e+18 | IKPVKL700L-5 | PV Install Kit Klip-Lok 700 Landscape 5/R | Each | Solar PV | PV INSTALLATION KIT | Inactive | SLR-EC-30-D | END CLAMP 30MM SLR-EC-30-D ( AL6005-T5 / SUS 304 ) | 4 | 20
4.6025e+18 | IKPVKL700L-5 | PV Install Kit Klip-Lok 700 Landscape 5/R | Each | Solar PV | PV INSTALLATION KIT | Inactive | SLR-MRH-32-D | KLIPLOCK #32 UNIVERSAL | 10 | 200
4.6025e+18 | IKPVKL700L-5 | PV Install Kit Klip-Lok 700 Landscape 5/R | Each | Solar PV | PV INSTALLATION KIT | Inactive | KS-BR1-GC | GROUNDING CLIP | 8 | 40
4.6025e+18 | IKPVKL700L-5 | PV Install Kit Klip-Lok 700 Landscape 5/R | Each | Solar PV | PV INSTALLATION KIT | Inactive | EK-D | GROUNDING LUG, HIGH BALLAST | 2 | 0
4.6025e+18 | IKPVKL700L-7 | PV INSTALL KIT KLIP-LOK 700 LANDSCAPE 7/R | Each | Solar PV | PV INSTALLATION KIT | Inactive | SLR-R02-LIGHT | Rail SLR-R02-Light 5200MM | 4 | 720
4.6025e+18 | IKPVKL700L-7 | PV INSTALL KIT KLIP-LOK 700 LANDSCAPE 7/R | Each | Solar PV | PV INSTALLATION KIT | Inactive | SLR-RS-01-L-D | Rail Splice | 6 | 90
4.6025e+18 | IKPVKL700L-7 | PV INSTALL KIT KLIP-LOK 700 LANDSCAPE 7/R | Each | Solar PV | PV INSTALLATION KIT | Inactive | SLR-MC-30-D | MID CLAMP 30MM SLR-MC-30-D ( AL6005-T5 / SUS 304 ) | 12 | 60
4.6025e+18 | IKPVKL700L-7 | PV INSTALL KIT KLIP-LOK 700 LANDSCAPE 7/R | Each | Solar PV | PV INSTALLATION KIT | Inactive | SLR-EC-30-D | END CLAMP 30MM SLR-EC-30-D ( AL6005-T5 / SUS 304 ) | 4 | 20
4.6025e+18 | IKPVKL700L-7 | PV INSTALL KIT KLIP-LOK 700 LANDSCAPE 7/R | Each | Solar PV | PV INSTALLATION KIT | Inactive | SLR-MRH-32-D | KLIPLOCK #32 UNIVERSAL | 14 | 280
4.6025e+18 | IKPVKL700L-7 | PV INSTALL KIT KLIP-LOK 700 LANDSCAPE 7/R | Each | Solar PV | PV INSTALLATION KIT | Inactive | KS-BR1-GC | GROUNDING CLIP | 12 | 60
4.6025e+18 | IKPVKL700L-7 | PV INSTALL KIT KLIP-LOK 700 LANDSCAPE 7/R | Each | Solar PV | PV INSTALLATION KIT | Inactive | EK-D | GROUNDING LUG, HIGH BALLAST | 2 | 0
4.6025e+18 | IKPVKL700L-9 | PV INSTALL KIT KLIP-LOK 700 LANDSCAPE 9/R | Each | Solar PV | PV INSTALLATION KIT | Inactive | SLR-R02-LIGHT | Rail SLR-R02-Light 5200MM | 5 | 900
4.6025e+18 | IKPVKL700L-9 | PV INSTALL KIT KLIP-LOK 700 LANDSCAPE 9/R | Each | Solar PV | PV INSTALLATION KIT | Inactive | SLR-RS-01-L-D | Rail Splice | 8 | 120
4.6025e+18 | IKPVKL700L-9 | PV INSTALL KIT KLIP-LOK 700 LANDSCAPE 9/R | Each | Solar PV | PV INSTALLATION KIT | Inactive | SLR-MC-30-D | MID CLAMP 30MM SLR-MC-30-D ( AL6005-T5 / SUS 304 ) | 16 | 80
4.6025e+18 | IKPVKL700L-9 | PV INSTALL KIT KLIP-LOK 700 LANDSCAPE 9/R | Each | Solar PV | PV INSTALLATION KIT | Inactive | SLR-EC-30-D | END CLAMP 30MM SLR-EC-30-D ( AL6005-T5 / SUS 304 ) | 4 | 20
4.6025e+18 | IKPVKL700L-9 | PV INSTALL KIT KLIP-LOK 700 LANDSCAPE 9/R | Each | Solar PV | PV INSTALLATION KIT | Inactive | SLR-MRH-32-D | KLIPLOCK #32 UNIVERSAL | 18 | 360
4.6025e+18 | IKPVKL700L-9 | PV INSTALL KIT KLIP-LOK 700 LANDSCAPE 9/R | Each | Solar PV | PV INSTALLATION KIT | Inactive | KS-BR1-GC | GROUNDING CLIP | 16 | 80
4.6025e+18 | IKPVKL700L-9 | PV INSTALL KIT KLIP-LOK 700 LANDSCAPE 9/R | Each | Solar PV | PV INSTALLATION KIT | Inactive | EK-D | GROUNDING LUG, HIGH BALLAST | 2 | 0
4.6025e+18 | IKPVSP-8 | PV INSTALL KIT SHINGLE PORTRAIT 8/R | Each | Solar PV | INSTALLATION KIT | Active | SLR-R02-LIGHT | Rail SLR-R02-Light 5200MM | 4 | 720
4.6025e+18 | IKPVSP-8 | PV INSTALL KIT SHINGLE PORTRAIT 8/R | Each | Solar PV | INSTALLATION KIT | Active | SLR-RS-01-L-D | Rail Splice | 6 | 90
4.6025e+18 | IKPVSP-8 | PV INSTALL KIT SHINGLE PORTRAIT 8/R | Each | Solar PV | INSTALLATION KIT | Active | SLR-MC-30-D | MID CLAMP 30MM SLR-MC-30-D ( AL6005-T5 / SUS 304 ) | 14 | 70
4.6025e+18 | IKPVSP-8 | PV INSTALL KIT SHINGLE PORTRAIT 8/R | Each | Solar PV | INSTALLATION KIT | Active | SLR-EC-30-D | END CLAMP 30MM SLR-EC-30-D ( AL6005-T5 / SUS 304 ) | 4 | 20
4.6025e+18 | IKPVSP-8 | PV INSTALL KIT SHINGLE PORTRAIT 8/R | Each | Solar PV | INSTALLATION KIT | Active | KS-HK-L21-WSD-M10300 | L Feet 21# with Hanger Bolt M10*300 | 16 | 0
4.6025e+18 | IKPVSP-8 | PV INSTALL KIT SHINGLE PORTRAIT 8/R | Each | Solar PV | INSTALLATION KIT | Active | KS-BR1-GC | GROUNDING CLIP | 14 | 70
4.6025e+18 | IKPVSP-8 | PV INSTALL KIT SHINGLE PORTRAIT 8/R | Each | Solar PV | INSTALLATION KIT | Active | EK-D | GROUNDING LUG, HIGH BALLAST | 2 | 0
4.6025e+18 | IKPVSP-6 | PV INSTALL KIT SHINGLE PORTRAIT 6/R | Each | Solar PV | INSTALLATION KIT | Active | SLR-R02-LIGHT | Rail SLR-R02-Light 5200MM | 3 | 540
4.6025e+18 | IKPVSP-6 | PV INSTALL KIT SHINGLE PORTRAIT 6/R | Each | Solar PV | INSTALLATION KIT | Active | SLR-RS-01-L-D | Rail Splice | 4 | 60
4.6025e+18 | IKPVSP-6 | PV INSTALL KIT SHINGLE PORTRAIT 6/R | Each | Solar PV | INSTALLATION KIT | Active | SLR-MC-30-D | MID CLAMP 30MM SLR-MC-30-D ( AL6005-T5 / SUS 304 ) | 10 | 50
4.6025e+18 | IKPVSP-6 | PV INSTALL KIT SHINGLE PORTRAIT 6/R | Each | Solar PV | INSTALLATION KIT | Active | SLR-EC-30-D | END CLAMP 30MM SLR-EC-30-D ( AL6005-T5 / SUS 304 ) | 4 | 20
4.6025e+18 | IKPVSP-6 | PV INSTALL KIT SHINGLE PORTRAIT 6/R | Each | Solar PV | INSTALLATION KIT | Active | KS-HK-L21-WSD-M10300 | L Feet 21# with Hanger Bolt M10*300 | 12 | 0
4.6025e+18 | IKPVSP-6 | PV INSTALL KIT SHINGLE PORTRAIT 6/R | Each | Solar PV | INSTALLATION KIT | Active | KS-BR1-GC | GROUNDING CLIP | 10 | 50
4.6025e+18 | IKPVSP-6 | PV INSTALL KIT SHINGLE PORTRAIT 6/R | Each | Solar PV | INSTALLATION KIT | Active | EK-D | GROUNDING LUG, HIGH BALLAST | 2 | 0
4.6025e+18 | D-PVCBHI-3 | D-PV Combiner Box, 63A, 3 Phase, Hybrid Inverter | Each | Solar PV | COMBINER BOX PREFAB | Active | DB-2R-28WAYS | Combiner box 2 row 28 - 30 ways | 1 | 55
4.6025e+18 | D-PVCBHI-3 | D-PV Combiner Box, 63A, 3 Phase, Hybrid Inverter | Each | Solar PV | COMBINER BOX PREFAB | Active | FPV-63-800 | DC MCB - 2P 63A 800VDC | 2 | 0
4.6025e+18 | D-PVCBHI-3 | D-PV Combiner Box, 63A, 3 Phase, Hybrid Inverter | Each | Solar PV | COMBINER BOX PREFAB | Active | FSP-D40 | DC SPD - 2P 800 VDC 20~40KA SPD | 2 | 0
4.6025e+18 | D-PVCBHI-3 | D-PV Combiner Box, 63A, 3 Phase, Hybrid Inverter | Each | Solar PV | COMBINER BOX PREFAB | Active | FDS-32B | DC FUSE HOLDER - 20A 1000VDC | 2 | 0
4.6025e+18 | D-PVCBHI-3 | D-PV Combiner Box, 63A, 3 Phase, Hybrid Inverter | Each | Solar PV | COMBINER BOX PREFAB | Active | FDS-32 | DC Fuse Link - 20A 1000VDC | 2 | 0
4.6025e+18 | D-PVCBHI-3 | D-PV Combiner Box, 63A, 3 Phase, Hybrid Inverter | Each | Solar PV | COMBINER BOX PREFAB | Active | FE7-63 | AC MCB - 4P, 63A | 1 | 0
4.6025e+18 | D-PVCBHI-3 | D-PV Combiner Box, 63A, 3 Phase, Hybrid Inverter | Each | Solar PV | COMBINER BOX PREFAB | Active | FSP-A40 | AC SPD - 4P, 420VAC, 20~40KA | 1 | 0
4.6025e+18 | D-PVCBHI-3 | D-PV Combiner Box, 63A, 3 Phase, Hybrid Inverter | Each | Solar PV | COMBINER BOX PREFAB | Active | DTM024 | ENERGY METER - 3 Phase, 4P, 3X230V/400V | 1 | 0
4.6025e+18 | D-PVCBHI-3 | D-PV Combiner Box, 63A, 3 Phase, Hybrid Inverter | Each | Solar PV | COMBINER BOX PREFAB | Active | HGN4-400DC/4 | ISOLATOR 4P 1000VDC 400A | 1 | 0
4.6025e+18 | D-IKPVEHI-31 | D-PV Electrical Install Kit, 3 Phase, Hybrid, 1-2 Floor | Each | Solar PV | COMBINER BOX PREFAB | Active | T-453 | DC CABLE - Fireproof 1C x 4mm^2 (1000 meters / Drum) Black | 150 | 9750
4.6025e+18 | D-IKPVEHI-31 | D-PV Electrical Install Kit, 3 Phase, Hybrid, 1-2 Floor | Each | Solar PV | COMBINER BOX PREFAB | Active | AC-WIRE-06-B | AC wire 6mmx100m BLACK | 1 | 565
4.6025e+18 | D-IKPVEHI-31 | D-PV Electrical Install Kit, 3 Phase, Hybrid, 1-2 Floor | Each | Solar PV | COMBINER BOX PREFAB | Active | AC-WIRE-6-G | AC WIRE, 6mmx100m, GREEN | 1.5 | 0
4.6025e+18 | D-IKPVEHI-31 | D-PV Electrical Install Kit, 3 Phase, Hybrid, 1-2 Floor | Each | Solar PV | COMBINER BOX PREFAB | Active | CO-SD-53 | HDG TRUNKING 2" X 2" X L8' | 8 | 0
4.6025e+18 | D-IKPVEHI-31 | D-PV Electrical Install Kit, 3 Phase, Hybrid, 1-2 Floor | Each | Solar PV | COMBINER BOX PREFAB | Active | T-478 | PVC CASING 2" x 2" x 6 FT | 4 | 100
4.6025e+18 | D-IKPVEHI-31 | D-PV Electrical Install Kit, 3 Phase, Hybrid, 1-2 Floor | Each | Solar PV | COMBINER BOX PREFAB | Active | FLX-GI-PVC-1" | FLEXIBLE GI CONDUIT PVC COATED 1" X 30M | 1 | 0
4.6025e+18 | D-IKPVEHI-31 | D-PV Electrical Install Kit, 3 Phase, Hybrid, 1-2 Floor | Each | Solar PV | COMBINER BOX PREFAB | Active | FLX-PVC-1" | 1" PVC Flex Conduit Black- 20meter | 3 | 150
4.6025e+18 | D-IKPVEHI-31 | D-PV Electrical Install Kit, 3 Phase, Hybrid, 1-2 Floor | Each | Solar PV | COMBINER BOX PREFAB | Active | T-463 | Pipe PVC 10FT | 3 | 0
4.6025e+18 | D-IKPVEHI-31 | D-PV Electrical Install Kit, 3 Phase, Hybrid, 1-2 Floor | Each | Solar PV | COMBINER BOX PREFAB | Active | T-0028 | SOCKET PVC 1" | 10 | 0
4.6025e+18 | D-IKPVEHI-31 | D-PV Electrical Install Kit, 3 Phase, Hybrid, 1-2 Floor | Each | Solar PV | COMBINER BOX PREFAB | Active | T-438 | Female Adaptor PVC 1'' | 2 | 10
4.6025e+18 | D-IKPVEHI-31 | D-PV Electrical Install Kit, 3 Phase, Hybrid, 1-2 Floor | Each | Solar PV | COMBINER BOX PREFAB | Active | OK-EC1,0 | CABLE MARKER 0 | 10 | 50
4.6025e+18 | D-IKPVEHI-31 | D-PV Electrical Install Kit, 3 Phase, Hybrid, 1-2 Floor | Each | Solar PV | COMBINER BOX PREFAB | Active | OK-EC1,1 | CABLE MARKER 1 | 10 | 50
4.6025e+18 | D-IKPVEHI-31 | D-PV Electrical Install Kit, 3 Phase, Hybrid, 1-2 Floor | Each | Solar PV | COMBINER BOX PREFAB | Active | OK-EC1,2 | CABLE MARKER 2 | 10 | 50
4.6025e+18 | D-IKPVEHI-31 | D-PV Electrical Install Kit, 3 Phase, Hybrid, 1-2 Floor | Each | Solar PV | COMBINER BOX PREFAB | Active | OK-EC1,P | CABLE MARKER P | 10 | 50
4.6025e+18 | D-IKPVEHI-31 | D-PV Electrical Install Kit, 3 Phase, Hybrid, 1-2 Floor | Each | Solar PV | COMBINER BOX PREFAB | Active | OK-EC1,N | CABLE MARKER N | 10 | 50
4.6025e+18 | D-IKPVEHI-31 | D-PV Electrical Install Kit, 3 Phase, Hybrid, 1-2 Floor | Each | Solar PV | COMBINER BOX PREFAB | Active | Cable-95mm | AC Cable 95mm2 1C - Black | 10 | 0
4.6025e+18 | AP-1P-3K | APSYSTEMS 1P 3Acc Kit | Each |  |  | Active | SKU-APSP-01 | Single Phase Bus Cable (4mm2, H07,2.4m) | 3 | 0
4.6025e+18 | AP-1P-3K | APSYSTEMS 1P 3Acc Kit | Each |  |  | Active | AP-WEC-01 | 3/4-wire Bus Cable End Cap | 1 | 50
4.6025e+18 | AP-1P-3K | APSYSTEMS 1P 3Acc Kit | Each |  |  | Active | SKU-APAC-02 | AC Connector (3core, two seals, male) | 1 | 50
4.6025e+18 | AP-1P-3K | APSYSTEMS 1P 3Acc Kit | Each |  |  | Active | SKU-APAC-03 | AC Connector (3core, two seals, female) | 1 | 50
4.6025e+18 | AP-1P-3K | APSYSTEMS 1P 3Acc Kit | Each |  |  | Active | ECU-R | APsystems Energy Communication Unit R | 1 | 905
4.6025e+18 | AP-3P-1K | APSYSTEMS 3P 1Acc Kit | Each |  |  | Active | SKU-APCUT-02 | AP system Bus Cable 3phase 5c (4mm2, H07,2.4m) | 1 | 0
4.6025e+18 | AP-3P-1K | APSYSTEMS 3P 1Acc Kit | Each |  |  | Active | SKU-APBC-03 | AP SYSTEM BUS CABLE 5C END CAP (TWO SEALS) | 1 | 35
4.6025e+18 | AP-3P-1K | APSYSTEMS 3P 1Acc Kit | Each |  |  | Active | SKU-APAC-01 | APsystems AC Connector (5C,40A,male) | 1 | 35
4.6025e+18 | AP-3P-1K | APSYSTEMS 3P 1Acc Kit | Each |  |  | Active | AP-AC-5C40AF | APsystems AC Connector (5C 40A, female) | 1 | 0
4.6025e+18 | AP-3P-1K | APSYSTEMS 3P 1Acc Kit | Each |  |  | Active | ECU-R | APsystems Energy Communication Unit R | 1 | 905
4.6025e+18 | AP-3P-2K | APSYSTEMS 3P 2Acc Kit | Each |  |  | Active | SKU-APCUT-02 | AP system Bus Cable 3phase 5c (4mm2, H07,2.4m) | 2 | 0
4.6025e+18 | AP-3P-2K | APSYSTEMS 3P 2Acc Kit | Each |  |  | Active | SKU-APBC-03 | AP SYSTEM BUS CABLE 5C END CAP (TWO SEALS) | 1 | 35
4.6025e+18 | AP-3P-2K | APSYSTEMS 3P 2Acc Kit | Each |  |  | Active | SKU-APBTC-01 | AP SYSTEM BUS CABLE 5 WIRE T-CONN CAP | 1 | 25
4.6025e+18 | AP-3P-2K | APSYSTEMS 3P 2Acc Kit | Each |  |  | Active | SKU-APAC-01 | APsystems AC Connector (5C,40A,male) | 1 | 35
4.6025e+18 | AP-3P-2K | APSYSTEMS 3P 2Acc Kit | Each |  |  | Active | AP-AC-5C40AF | APsystems AC Connector (5C 40A, female) | 1 | 0
4.6025e+18 | AP-3P-2K | APSYSTEMS 3P 2Acc Kit | Each |  |  | Active | ECU-R | APsystems Energy Communication Unit R | 1 | 905
4.6025e+18 | AP-3P-3K | APSYSTEMS 3P 3Acc Kit | Each |  |  | Active | SKU-APCUT-02 | AP system Bus Cable 3phase 5c (4mm2, H07,2.4m) | 3 | 0
4.6025e+18 | AP-3P-3K | APSYSTEMS 3P 3Acc Kit | Each |  |  | Active | SKU-APBC-03 | AP SYSTEM BUS CABLE 5C END CAP (TWO SEALS) | 1 | 35
4.6025e+18 | AP-3P-3K | APSYSTEMS 3P 3Acc Kit | Each |  |  | Active | SKU-APBTC-01 | AP SYSTEM BUS CABLE 5 WIRE T-CONN CAP | 1 | 25
4.6025e+18 | AP-3P-3K | APSYSTEMS 3P 3Acc Kit | Each |  |  | Active | SKU-APAC-01 | APsystems AC Connector (5C,40A,male) | 1 | 35
4.6025e+18 | AP-3P-3K | APSYSTEMS 3P 3Acc Kit | Each |  |  | Active | AP-AC-5C40AF | APsystems AC Connector (5C 40A, female) | 1 | 0
4.6025e+18 | AP-3P-3K | APSYSTEMS 3P 3Acc Kit | Each |  |  | Active | ECU-R | APsystems Energy Communication Unit R | 1 | 905
4.6025e+18 | AP-3P-4K | APSYSTEMS 3P 4Acc Kit | Each |  |  | Active | SKU-APCUT-02 | AP system Bus Cable 3phase 5c (4mm2, H07,2.4m) | 4 | 0
4.6025e+18 | AP-3P-4K | APSYSTEMS 3P 4Acc Kit | Each |  |  | Active | SKU-APBC-03 | AP SYSTEM BUS CABLE 5C END CAP (TWO SEALS) | 1 | 35
4.6025e+18 | AP-3P-4K | APSYSTEMS 3P 4Acc Kit | Each |  |  | Active | SKU-APBTC-01 | AP SYSTEM BUS CABLE 5 WIRE T-CONN CAP | 1 | 25
4.6025e+18 | AP-3P-4K | APSYSTEMS 3P 4Acc Kit | Each |  |  | Active | SKU-APAC-01 | APsystems AC Connector (5C,40A,male) | 1 | 35
4.6025e+18 | AP-3P-4K | APSYSTEMS 3P 4Acc Kit | Each |  |  | Active | AP-AC-5C40AF | APsystems AC Connector (5C 40A, female) | 1 | 0
4.6025e+18 | AP-3P-4K | APSYSTEMS 3P 4Acc Kit | Each |  |  | Active | ECU-R | APsystems Energy Communication Unit R | 1 | 905
4.6025e+18 | IKPVE-11 | PV Electrical Install Kit, 1 Phase, String, 1-2 Floor | Each | Solar PV | COMBINER BOX PREFAB | Active | T-453 | DC CABLE - Fireproof 1C x 4mm^2 (1000 meters / Drum) Black | 150 | 9750
4.6025e+18 | IKPVE-11 | PV Electrical Install Kit, 1 Phase, String, 1-2 Floor | Each | Solar PV | COMBINER BOX PREFAB | Active | AC-WIRE-06-B | AC wire 6mmx100m BLACK | 1 | 565
4.6025e+18 | IKPVE-11 | PV Electrical Install Kit, 1 Phase, String, 1-2 Floor | Each | Solar PV | COMBINER BOX PREFAB | Active | AC-WIRE-6-G | AC WIRE, 6mmx100m, GREEN | 1 | 0
4.6025e+18 | IKPVE-11 | PV Electrical Install Kit, 1 Phase, String, 1-2 Floor | Each | Solar PV | COMBINER BOX PREFAB | Active | CO-SD-53 | HDG TRUNKING 2" X 2" X L8' | 8 | 0
4.6025e+18 | IKPVE-11 | PV Electrical Install Kit, 1 Phase, String, 1-2 Floor | Each | Solar PV | COMBINER BOX PREFAB | Active | T-478 | PVC CASING 2" x 2" x 6 FT | 4 | 100
4.6025e+18 | IKPVE-11 | PV Electrical Install Kit, 1 Phase, String, 1-2 Floor | Each | Solar PV | COMBINER BOX PREFAB | Active | FLX-GI-PVC-1" | FLEXIBLE GI CONDUIT PVC COATED 1" X 30M | 1 | 0
4.6025e+18 | IKPVE-11 | PV Electrical Install Kit, 1 Phase, String, 1-2 Floor | Each | Solar PV | COMBINER BOX PREFAB | Active | FLX-PVC-1" | 1" PVC Flex Conduit Black- 20meter | 3 | 150
4.6025e+18 | IKPVE-11 | PV Electrical Install Kit, 1 Phase, String, 1-2 Floor | Each | Solar PV | COMBINER BOX PREFAB | Active | T-463 | Pipe PVC 10FT | 3 | 0
4.6025e+18 | IKPVE-11 | PV Electrical Install Kit, 1 Phase, String, 1-2 Floor | Each | Solar PV | COMBINER BOX PREFAB | Active | T-0028 | SOCKET PVC 1" | 10 | 0
4.6025e+18 | IKPVE-11 | PV Electrical Install Kit, 1 Phase, String, 1-2 Floor | Each | Solar PV | COMBINER BOX PREFAB | Active | T-438 | Female Adaptor PVC 1'' | 2 | 10
4.6025e+18 | IKPVE-11 | PV Electrical Install Kit, 1 Phase, String, 1-2 Floor | Each | Solar PV | COMBINER BOX PREFAB | Active | OK-EC1,0 | CABLE MARKER 0 | 10 | 50
4.6025e+18 | IKPVE-11 | PV Electrical Install Kit, 1 Phase, String, 1-2 Floor | Each | Solar PV | COMBINER BOX PREFAB | Active | OK-EC1,1 | CABLE MARKER 1 | 10 | 50
4.6025e+18 | IKPVE-11 | PV Electrical Install Kit, 1 Phase, String, 1-2 Floor | Each | Solar PV | COMBINER BOX PREFAB | Active | OK-EC1,2 | CABLE MARKER 2 | 10 | 50
4.6025e+18 | IKPVE-11 | PV Electrical Install Kit, 1 Phase, String, 1-2 Floor | Each | Solar PV | COMBINER BOX PREFAB | Active | OK-EC1,P | CABLE MARKER P | 10 | 50
4.6025e+18 | IKPVE-11 | PV Electrical Install Kit, 1 Phase, String, 1-2 Floor | Each | Solar PV | COMBINER BOX PREFAB | Active | OK-EC1,N | CABLE MARKER N | 10 | 50
4.6025e+18 | IKPVE-13 | PV Electrical Install Kit, 1 Phase, String, 3 Floor | Each | Solar PV | COMBINER BOX PREFAB | Active | T-453 | DC CABLE - Fireproof 1C x 4mm^2 (1000 meters / Drum) Black | 200 | 13000
4.6025e+18 | IKPVE-13 | PV Electrical Install Kit, 1 Phase, String, 3 Floor | Each | Solar PV | COMBINER BOX PREFAB | Active | AC-WIRE-06-B | AC wire 6mmx100m BLACK | 1 | 565
4.6025e+18 | IKPVE-13 | PV Electrical Install Kit, 1 Phase, String, 3 Floor | Each | Solar PV | COMBINER BOX PREFAB | Active | AC-WIRE-6-G | AC WIRE, 6mmx100m, GREEN | 2.5 | 0
4.6025e+18 | IKPVE-13 | PV Electrical Install Kit, 1 Phase, String, 3 Floor | Each | Solar PV | COMBINER BOX PREFAB | Active | CO-SD-53 | HDG TRUNKING 2" X 2" X L8' | 12 | 0
4.6025e+18 | IKPVE-13 | PV Electrical Install Kit, 1 Phase, String, 3 Floor | Each | Solar PV | COMBINER BOX PREFAB | Active | T-478 | PVC CASING 2" x 2" x 6 FT | 4 | 100
4.6025e+18 | IKPVE-13 | PV Electrical Install Kit, 1 Phase, String, 3 Floor | Each | Solar PV | COMBINER BOX PREFAB | Active | FLX-GI-PVC-1" | FLEXIBLE GI CONDUIT PVC COATED 1" X 30M | 2 | 0
4.6025e+18 | IKPVE-13 | PV Electrical Install Kit, 1 Phase, String, 3 Floor | Each | Solar PV | COMBINER BOX PREFAB | Active | FLX-PVC-1" | 1" PVC Flex Conduit Black- 20meter | 4 | 200
4.6025e+18 | IKPVE-13 | PV Electrical Install Kit, 1 Phase, String, 3 Floor | Each | Solar PV | COMBINER BOX PREFAB | Active | T-463 | Pipe PVC 10FT | 5 | 0
4.6025e+18 | IKPVE-13 | PV Electrical Install Kit, 1 Phase, String, 3 Floor | Each | Solar PV | COMBINER BOX PREFAB | Active | T-0028 | SOCKET PVC 1" | 10 | 0
4.6025e+18 | IKPVE-13 | PV Electrical Install Kit, 1 Phase, String, 3 Floor | Each | Solar PV | COMBINER BOX PREFAB | Active | T-438 | Female Adaptor PVC 1'' | 2 | 10
4.6025e+18 | IKPVE-13 | PV Electrical Install Kit, 1 Phase, String, 3 Floor | Each | Solar PV | COMBINER BOX PREFAB | Active | OK-EC1,0 | CABLE MARKER 0 | 10 | 50
4.6025e+18 | IKPVE-13 | PV Electrical Install Kit, 1 Phase, String, 3 Floor | Each | Solar PV | COMBINER BOX PREFAB | Active | OK-EC1,1 | CABLE MARKER 1 | 10 | 50
4.6025e+18 | IKPVE-13 | PV Electrical Install Kit, 1 Phase, String, 3 Floor | Each | Solar PV | COMBINER BOX PREFAB | Active | OK-EC1,2 | CABLE MARKER 2 | 10 | 50
4.6025e+18 | IKPVE-13 | PV Electrical Install Kit, 1 Phase, String, 3 Floor | Each | Solar PV | COMBINER BOX PREFAB | Active | OK-EC1,P | CABLE MARKER P | 10 | 50
4.6025e+18 | IKPVE-13 | PV Electrical Install Kit, 1 Phase, String, 3 Floor | Each | Solar PV | COMBINER BOX PREFAB | Active | OK-EC1,N | CABLE MARKER N | 10 | 50
4.6025e+18 | IKPVE-31 | PV Electrical Install Kit, 3 Phase, String, 1-2 Floor | Each | Solar PV | COMBINER BOX PREFAB | Active | T-453 | DC CABLE - Fireproof 1C x 4mm^2 (1000 meters / Drum) Black | 150 | 9750
4.6025e+18 | IKPVE-31 | PV Electrical Install Kit, 3 Phase, String, 1-2 Floor | Each | Solar PV | COMBINER BOX PREFAB | Active | AC-WIRE-06-B | AC wire 6mmx100m BLACK | 1 | 565
4.6025e+18 | IKPVE-31 | PV Electrical Install Kit, 3 Phase, String, 1-2 Floor | Each | Solar PV | COMBINER BOX PREFAB | Active | AC-WIRE-6-G | AC WIRE, 6mmx100m, GREEN | 1.5 | 0
4.6025e+18 | IKPVE-31 | PV Electrical Install Kit, 3 Phase, String, 1-2 Floor | Each | Solar PV | COMBINER BOX PREFAB | Active | CO-SD-53 | HDG TRUNKING 2" X 2" X L8' | 8 | 0
4.6025e+18 | IKPVE-31 | PV Electrical Install Kit, 3 Phase, String, 1-2 Floor | Each | Solar PV | COMBINER BOX PREFAB | Active | T-478 | PVC CASING 2" x 2" x 6 FT | 4 | 100
4.6025e+18 | IKPVE-31 | PV Electrical Install Kit, 3 Phase, String, 1-2 Floor | Each | Solar PV | COMBINER BOX PREFAB | Active | FLX-GI-PVC-1" | FLEXIBLE GI CONDUIT PVC COATED 1" X 30M | 1 | 0
4.6025e+18 | IKPVE-31 | PV Electrical Install Kit, 3 Phase, String, 1-2 Floor | Each | Solar PV | COMBINER BOX PREFAB | Active | FLX-PVC-1" | 1" PVC Flex Conduit Black- 20meter | 3 | 150
4.6025e+18 | IKPVE-31 | PV Electrical Install Kit, 3 Phase, String, 1-2 Floor | Each | Solar PV | COMBINER BOX PREFAB | Active | T-463 | Pipe PVC 10FT | 3 | 0
4.6025e+18 | IKPVE-31 | PV Electrical Install Kit, 3 Phase, String, 1-2 Floor | Each | Solar PV | COMBINER BOX PREFAB | Active | T-0028 | SOCKET PVC 1" | 10 | 0
4.6025e+18 | IKPVE-31 | PV Electrical Install Kit, 3 Phase, String, 1-2 Floor | Each | Solar PV | COMBINER BOX PREFAB | Active | T-438 | Female Adaptor PVC 1'' | 2 | 10
4.6025e+18 | IKPVE-31 | PV Electrical Install Kit, 3 Phase, String, 1-2 Floor | Each | Solar PV | COMBINER BOX PREFAB | Active | OK-EC1,0 | CABLE MARKER 0 | 10 | 50
4.6025e+18 | IKPVE-31 | PV Electrical Install Kit, 3 Phase, String, 1-2 Floor | Each | Solar PV | COMBINER BOX PREFAB | Active | OK-EC1,1 | CABLE MARKER 1 | 10 | 50
4.6025e+18 | IKPVE-31 | PV Electrical Install Kit, 3 Phase, String, 1-2 Floor | Each | Solar PV | COMBINER BOX PREFAB | Active | OK-EC1,2 | CABLE MARKER 2 | 10 | 50
4.6025e+18 | IKPVE-31 | PV Electrical Install Kit, 3 Phase, String, 1-2 Floor | Each | Solar PV | COMBINER BOX PREFAB | Active | OK-EC1,P | CABLE MARKER P | 10 | 50
4.6025e+18 | IKPVE-31 | PV Electrical Install Kit, 3 Phase, String, 1-2 Floor | Each | Solar PV | COMBINER BOX PREFAB | Active | OK-EC1,N | CABLE MARKER N | 10 | 50
4.6025e+18 | IKPVE-33 | PV Electrical Install Kit, 3 Phase, String, 3 Floor | Each | Solar PV | COMBINER BOX PREFAB | Active | T-453 | DC CABLE - Fireproof 1C x 4mm^2 (1000 meters / Drum) Black | 200 | 13000
4.6025e+18 | IKPVE-33 | PV Electrical Install Kit, 3 Phase, String, 3 Floor | Each | Solar PV | COMBINER BOX PREFAB | Active | AC-WIRE-06-B | AC wire 6mmx100m BLACK | 1 | 565
4.6025e+18 | IKPVE-33 | PV Electrical Install Kit, 3 Phase, String, 3 Floor | Each | Solar PV | COMBINER BOX PREFAB | Active | AC-WIRE-6-G | AC WIRE, 6mmx100m, GREEN | 2.5 | 0
4.6025e+18 | IKPVE-33 | PV Electrical Install Kit, 3 Phase, String, 3 Floor | Each | Solar PV | COMBINER BOX PREFAB | Active | CO-SD-53 | HDG TRUNKING 2" X 2" X L8' | 12 | 0
4.6025e+18 | IKPVE-33 | PV Electrical Install Kit, 3 Phase, String, 3 Floor | Each | Solar PV | COMBINER BOX PREFAB | Active | T-478 | PVC CASING 2" x 2" x 6 FT | 6 | 150
4.6025e+18 | IKPVE-33 | PV Electrical Install Kit, 3 Phase, String, 3 Floor | Each | Solar PV | COMBINER BOX PREFAB | Active | FLX-GI-PVC-1" | FLEXIBLE GI CONDUIT PVC COATED 1" X 30M | 2 | 0
4.6025e+18 | IKPVE-33 | PV Electrical Install Kit, 3 Phase, String, 3 Floor | Each | Solar PV | COMBINER BOX PREFAB | Active | FLX-PVC-1" | 1" PVC Flex Conduit Black- 20meter | 4 | 200
4.6025e+18 | IKPVE-33 | PV Electrical Install Kit, 3 Phase, String, 3 Floor | Each | Solar PV | COMBINER BOX PREFAB | Active | T-463 | Pipe PVC 10FT | 5 | 0
4.6025e+18 | IKPVE-33 | PV Electrical Install Kit, 3 Phase, String, 3 Floor | Each | Solar PV | COMBINER BOX PREFAB | Active | T-0028 | SOCKET PVC 1" | 10 | 0
4.6025e+18 | IKPVE-33 | PV Electrical Install Kit, 3 Phase, String, 3 Floor | Each | Solar PV | COMBINER BOX PREFAB | Active | T-438 | Female Adaptor PVC 1'' | 2 | 10
4.6025e+18 | IKPVE-33 | PV Electrical Install Kit, 3 Phase, String, 3 Floor | Each | Solar PV | COMBINER BOX PREFAB | Active | OK-EC1,0 | CABLE MARKER 0 | 10 | 50
4.6025e+18 | IKPVE-33 | PV Electrical Install Kit, 3 Phase, String, 3 Floor | Each | Solar PV | COMBINER BOX PREFAB | Active | OK-EC1,1 | CABLE MARKER 1 | 10 | 50
4.6025e+18 | IKPVE-33 | PV Electrical Install Kit, 3 Phase, String, 3 Floor | Each | Solar PV | COMBINER BOX PREFAB | Active | OK-EC1,2 | CABLE MARKER 2 | 10 | 50
4.6025e+18 | IKPVE-33 | PV Electrical Install Kit, 3 Phase, String, 3 Floor | Each | Solar PV | COMBINER BOX PREFAB | Active | OK-EC1,P | CABLE MARKER P | 10 | 50
4.6025e+18 | IKPVE-33 | PV Electrical Install Kit, 3 Phase, String, 3 Floor | Each | Solar PV | COMBINER BOX PREFAB | Active | OK-EC1,N | CABLE MARKER N | 10 | 50
4.6025e+18 | IKPVEM-11 | PV Electrical Install Kit, 1 Phase, Micro, 1-2 Floor | Each | Solar PV | COMBINER BOX PREFAB | Active | T-453 | DC CABLE - Fireproof 1C x 4mm^2 (1000 meters / Drum) Black | 150 | 9750
4.6025e+18 | IKPVEM-11 | PV Electrical Install Kit, 1 Phase, Micro, 1-2 Floor | Each | Solar PV | COMBINER BOX PREFAB | Active | AC-WIRE-06-B | AC wire 6mmx100m BLACK | 2 | 1130
4.6025e+18 | IKPVEM-11 | PV Electrical Install Kit, 1 Phase, Micro, 1-2 Floor | Each | Solar PV | COMBINER BOX PREFAB | Active | AC-WIRE-6-G | AC WIRE, 6mmx100m, GREEN | 2 | 0
4.6025e+18 | IKPVEM-11 | PV Electrical Install Kit, 1 Phase, Micro, 1-2 Floor | Each | Solar PV | COMBINER BOX PREFAB | Active | CO-SD-53 | HDG TRUNKING 2" X 2" X L8' | 8 | 0
4.6025e+18 | IKPVEM-11 | PV Electrical Install Kit, 1 Phase, Micro, 1-2 Floor | Each | Solar PV | COMBINER BOX PREFAB | Active | T-478 | PVC CASING 2" x 2" x 6 FT | 4 | 100
4.6025e+18 | IKPVEM-11 | PV Electrical Install Kit, 1 Phase, Micro, 1-2 Floor | Each | Solar PV | COMBINER BOX PREFAB | Active | FLX-GI-PVC-1" | FLEXIBLE GI CONDUIT PVC COATED 1" X 30M | 1 | 0
4.6025e+18 | IKPVEM-11 | PV Electrical Install Kit, 1 Phase, Micro, 1-2 Floor | Each | Solar PV | COMBINER BOX PREFAB | Active | FLX-PVC-1" | 1" PVC Flex Conduit Black- 20meter | 3 | 150
4.6025e+18 | IKPVEM-11 | PV Electrical Install Kit, 1 Phase, Micro, 1-2 Floor | Each | Solar PV | COMBINER BOX PREFAB | Active | T-463 | Pipe PVC 10FT | 3 | 0
4.6025e+18 | IKPVEM-11 | PV Electrical Install Kit, 1 Phase, Micro, 1-2 Floor | Each | Solar PV | COMBINER BOX PREFAB | Active | T-0028 | SOCKET PVC 1" | 10 | 0
4.6025e+18 | IKPVEM-11 | PV Electrical Install Kit, 1 Phase, Micro, 1-2 Floor | Each | Solar PV | COMBINER BOX PREFAB | Active | OK-EC1,1 | CABLE MARKER 1 | 10 | 50
4.6025e+18 | IKPVEM-11 | PV Electrical Install Kit, 1 Phase, Micro, 1-2 Floor | Each | Solar PV | COMBINER BOX PREFAB | Active | OK-EC1,2 | CABLE MARKER 2 | 10 | 50
4.6025e+18 | IKPVEM-11 | PV Electrical Install Kit, 1 Phase, Micro, 1-2 Floor | Each | Solar PV | COMBINER BOX PREFAB | Active | OK-EC1,P | CABLE MARKER P | 10 | 50
4.6025e+18 | IKPVEM-11 | PV Electrical Install Kit, 1 Phase, Micro, 1-2 Floor | Each | Solar PV | COMBINER BOX PREFAB | Active | OK-EC1,N | CABLE MARKER N | 10 | 50
4.6025e+18 | IKPVEM-13 | PV Electrical Install Kit, 1 Phase, Micro, 3 Floor | Each | Solar PV | COMBINER BOX PREFAB | Active | T-453 | DC CABLE - Fireproof 1C x 4mm^2 (1000 meters / Drum) Black | 200 | 13000
4.6025e+18 | IKPVEM-13 | PV Electrical Install Kit, 1 Phase, Micro, 3 Floor | Each | Solar PV | COMBINER BOX PREFAB | Active | AC-WIRE-06-B | AC wire 6mmx100m BLACK | 2.5 | 1412.5
4.6025e+18 | IKPVEM-13 | PV Electrical Install Kit, 1 Phase, Micro, 3 Floor | Each | Solar PV | COMBINER BOX PREFAB | Active | AC-WIRE-6-G | AC WIRE, 6mmx100m, GREEN | 2.5 | 0
4.6025e+18 | IKPVEM-13 | PV Electrical Install Kit, 1 Phase, Micro, 3 Floor | Each | Solar PV | COMBINER BOX PREFAB | Active | CO-SD-53 | HDG TRUNKING 2" X 2" X L8' | 12 | 0
4.6025e+18 | IKPVEM-13 | PV Electrical Install Kit, 1 Phase, Micro, 3 Floor | Each | Solar PV | COMBINER BOX PREFAB | Active | T-478 | PVC CASING 2" x 2" x 6 FT | 6 | 150
4.6025e+18 | IKPVEM-13 | PV Electrical Install Kit, 1 Phase, Micro, 3 Floor | Each | Solar PV | COMBINER BOX PREFAB | Active | FLX-GI-PVC-1" | FLEXIBLE GI CONDUIT PVC COATED 1" X 30M | 1.5 | 0
4.6025e+18 | IKPVEM-13 | PV Electrical Install Kit, 1 Phase, Micro, 3 Floor | Each | Solar PV | COMBINER BOX PREFAB | Active | FLX-PVC-1" | 1" PVC Flex Conduit Black- 20meter | 4 | 200
4.6025e+18 | IKPVEM-13 | PV Electrical Install Kit, 1 Phase, Micro, 3 Floor | Each | Solar PV | COMBINER BOX PREFAB | Active | T-463 | Pipe PVC 10FT | 3 | 0
4.6025e+18 | IKPVEM-13 | PV Electrical Install Kit, 1 Phase, Micro, 3 Floor | Each | Solar PV | COMBINER BOX PREFAB | Active | T-0028 | SOCKET PVC 1" | 10 | 0
4.6025e+18 | IKPVEM-13 | PV Electrical Install Kit, 1 Phase, Micro, 3 Floor | Each | Solar PV | COMBINER BOX PREFAB | Active | OK-EC1,1 | CABLE MARKER 1 | 10 | 50
4.6025e+18 | IKPVEM-13 | PV Electrical Install Kit, 1 Phase, Micro, 3 Floor | Each | Solar PV | COMBINER BOX PREFAB | Active | OK-EC1,2 | CABLE MARKER 2 | 10 | 50
4.6025e+18 | IKPVEM-13 | PV Electrical Install Kit, 1 Phase, Micro, 3 Floor | Each | Solar PV | COMBINER BOX PREFAB | Active | OK-EC1,P | CABLE MARKER P | 10 | 50
4.6025e+18 | IKPVEM-13 | PV Electrical Install Kit, 1 Phase, Micro, 3 Floor | Each | Solar PV | COMBINER BOX PREFAB | Active | OK-EC1,N | CABLE MARKER N | 10 | 50
4.6025e+18 | IKPVEM-31 | PV Electrical Install Kit, 3 Phase, Micro, 1-2 Floor | Each | Solar PV | COMBINER BOX PREFAB | Active | T-453 | DC CABLE - Fireproof 1C x 4mm^2 (1000 meters / Drum) Black | 150 | 9750
4.6025e+18 | IKPVEM-31 | PV Electrical Install Kit, 3 Phase, Micro, 1-2 Floor | Each | Solar PV | COMBINER BOX PREFAB | Active | AC-WIRE-06-B | AC wire 6mmx100m BLACK | 2 | 1130
4.6025e+18 | IKPVEM-31 | PV Electrical Install Kit, 3 Phase, Micro, 1-2 Floor | Each | Solar PV | COMBINER BOX PREFAB | Active | AC-WIRE-6-G | AC WIRE, 6mmx100m, GREEN | 2 | 0
4.6025e+18 | IKPVEM-31 | PV Electrical Install Kit, 3 Phase, Micro, 1-2 Floor | Each | Solar PV | COMBINER BOX PREFAB | Active | CO-SD-53 | HDG TRUNKING 2" X 2" X L8' | 8 | 0
4.6025e+18 | IKPVEM-31 | PV Electrical Install Kit, 3 Phase, Micro, 1-2 Floor | Each | Solar PV | COMBINER BOX PREFAB | Active | T-478 | PVC CASING 2" x 2" x 6 FT | 4 | 100
4.6025e+18 | IKPVEM-31 | PV Electrical Install Kit, 3 Phase, Micro, 1-2 Floor | Each | Solar PV | COMBINER BOX PREFAB | Active | FLX-GI-PVC-1" | FLEXIBLE GI CONDUIT PVC COATED 1" X 30M | 1 | 0
4.6025e+18 | IKPVEM-31 | PV Electrical Install Kit, 3 Phase, Micro, 1-2 Floor | Each | Solar PV | COMBINER BOX PREFAB | Active | FLX-PVC-1" | 1" PVC Flex Conduit Black- 20meter | 3 | 150
4.6025e+18 | IKPVEM-31 | PV Electrical Install Kit, 3 Phase, Micro, 1-2 Floor | Each | Solar PV | COMBINER BOX PREFAB | Active | T-463 | Pipe PVC 10FT | 3 | 0
4.6025e+18 | IKPVEM-31 | PV Electrical Install Kit, 3 Phase, Micro, 1-2 Floor | Each | Solar PV | COMBINER BOX PREFAB | Active | T-0028 | SOCKET PVC 1" | 10 | 0
4.6025e+18 | IKPVEM-31 | PV Electrical Install Kit, 3 Phase, Micro, 1-2 Floor | Each | Solar PV | COMBINER BOX PREFAB | Active | OK-EC1,1 | CABLE MARKER 1 | 10 | 50
4.6025e+18 | IKPVEM-31 | PV Electrical Install Kit, 3 Phase, Micro, 1-2 Floor | Each | Solar PV | COMBINER BOX PREFAB | Active | OK-EC1,2 | CABLE MARKER 2 | 10 | 50
4.6025e+18 | IKPVEM-31 | PV Electrical Install Kit, 3 Phase, Micro, 1-2 Floor | Each | Solar PV | COMBINER BOX PREFAB | Active | OK-EC1,P | CABLE MARKER P | 10 | 50
4.6025e+18 | IKPVEM-31 | PV Electrical Install Kit, 3 Phase, Micro, 1-2 Floor | Each | Solar PV | COMBINER BOX PREFAB | Active | OK-EC1,N | CABLE MARKER N | 10 | 50
4.6025e+18 | IKPVEM-33 | PV Electrical Install Kit, 3 Phase, Micro, 3 Floor | Each | Solar PV | COMBINER BOX PREFAB | Active | T-453 | DC CABLE - Fireproof 1C x 4mm^2 (1000 meters / Drum) Black | 200 | 13000
4.6025e+18 | IKPVEM-33 | PV Electrical Install Kit, 3 Phase, Micro, 3 Floor | Each | Solar PV | COMBINER BOX PREFAB | Active | AC-WIRE-06-B | AC wire 6mmx100m BLACK | 2.5 | 1412.5
4.6025e+18 | IKPVEM-33 | PV Electrical Install Kit, 3 Phase, Micro, 3 Floor | Each | Solar PV | COMBINER BOX PREFAB | Active | AC-WIRE-6-G | AC WIRE, 6mmx100m, GREEN | 2.5 | 0
4.6025e+18 | IKPVEM-33 | PV Electrical Install Kit, 3 Phase, Micro, 3 Floor | Each | Solar PV | COMBINER BOX PREFAB | Active | CO-SD-53 | HDG TRUNKING 2" X 2" X L8' | 12 | 0
4.6025e+18 | IKPVEM-33 | PV Electrical Install Kit, 3 Phase, Micro, 3 Floor | Each | Solar PV | COMBINER BOX PREFAB | Active | T-478 | PVC CASING 2" x 2" x 6 FT | 6 | 150
4.6025e+18 | IKPVEM-33 | PV Electrical Install Kit, 3 Phase, Micro, 3 Floor | Each | Solar PV | COMBINER BOX PREFAB | Active | FLX-GI-PVC-1" | FLEXIBLE GI CONDUIT PVC COATED 1" X 30M | 1.5 | 0
4.6025e+18 | IKPVEM-33 | PV Electrical Install Kit, 3 Phase, Micro, 3 Floor | Each | Solar PV | COMBINER BOX PREFAB | Active | FLX-PVC-1" | 1" PVC Flex Conduit Black- 20meter | 4 | 200
4.6025e+18 | IKPVEM-33 | PV Electrical Install Kit, 3 Phase, Micro, 3 Floor | Each | Solar PV | COMBINER BOX PREFAB | Active | T-463 | Pipe PVC 10FT | 3 | 0
4.6025e+18 | IKPVEM-33 | PV Electrical Install Kit, 3 Phase, Micro, 3 Floor | Each | Solar PV | COMBINER BOX PREFAB | Active | T-0028 | SOCKET PVC 1" | 10 | 0
4.6025e+18 | IKPVEM-33 | PV Electrical Install Kit, 3 Phase, Micro, 3 Floor | Each | Solar PV | COMBINER BOX PREFAB | Active | OK-EC1,1 | CABLE MARKER 1 | 10 | 50
4.6025e+18 | IKPVEM-33 | PV Electrical Install Kit, 3 Phase, Micro, 3 Floor | Each | Solar PV | COMBINER BOX PREFAB | Active | OK-EC1,2 | CABLE MARKER 2 | 10 | 50
4.6025e+18 | IKPVEM-33 | PV Electrical Install Kit, 3 Phase, Micro, 3 Floor | Each | Solar PV | COMBINER BOX PREFAB | Active | OK-EC1,P | CABLE MARKER P | 10 | 50
4.6025e+18 | IKPVEM-33 | PV Electrical Install Kit, 3 Phase, Micro, 3 Floor | Each | Solar PV | COMBINER BOX PREFAB | Active | OK-EC1,N | CABLE MARKER N | 10 | 50
4.6025e+18 | IKPVLBL-1 | PV Install Kit Concrete Low Landscape 1/R | Each | Solar PV | INSTALLATION KIT | Active | SLR-R02-LIGHT | Rail SLR-R02-Light 5200MM | 1 | 180
4.6025e+18 | IKPVLBL-1 | PV Install Kit Concrete Low Landscape 1/R | Each | Solar PV | INSTALLATION KIT | Active | SLR-EC-30-D | END CLAMP 30MM SLR-EC-30-D ( AL6005-T5 / SUS 304 ) | 4 | 20
4.6025e+18 | IKPVLBL-1 | PV Install Kit Concrete Low Landscape 1/R | Each | Solar PV | INSTALLATION KIT | Active | EK-D | GROUNDING LUG, HIGH BALLAST | 2 | 0
4.6025e+18 | IKPVLBL-1 | PV Install Kit Concrete Low Landscape 1/R | Each | Solar PV | INSTALLATION KIT | Active | T-514 | Stump | 8 | 0
4.6025e+18 | IKPVLBL-1 | PV Install Kit Concrete Low Landscape 1/R | Each | Solar PV | INSTALLATION KIT | Active | R11-6000 | RAIL SLR-R11 6000MM | 1 | 0
4.6025e+18 | IKPVLBL-1 | PV Install Kit Concrete Low Landscape 1/R | Each | Solar PV | INSTALLATION KIT | Active | RS-03-180 | RAIL JOINER 180MM | 1 | 0
4.6025e+18 | IKPVLBL-1 | PV Install Kit Concrete Low Landscape 1/R | Each | Solar PV | INSTALLATION KIT | Active | COBE-FE-10-40 | FRONT LEG 10 40MM | 2 | 0
4.6025e+18 | IKPVLBL-1 | PV Install Kit Concrete Low Landscape 1/R | Each | Solar PV | INSTALLATION KIT | Active | COBE-RE-10-D-267 | REAR LEG 10 267MM | 2 | 0
4.6025e+18 | IKPVLBL-1 | PV Install Kit Concrete Low Landscape 1/R | Each | Solar PV | INSTALLATION KIT | Active | COB-BN-01-40 | T NUT WITH BOT 40MM | 4 | 0
4.6025e+18 | IKPVLBL-1 | PV Install Kit Concrete Low Landscape 1/R | Each | Solar PV | INSTALLATION KIT | Active | SLR-BS-MBP-XLM-01 | MIDDLE BALLASTED TRAY | 2 | 0
4.6025e+18 | IKPVLBL-1 | PV Install Kit Concrete Low Landscape 1/R | Each | Solar PV | INSTALLATION KIT | Active | ST5.5X32-01 | SELF TAPPING SCREW 5.5X32MM | 4 | 0
4.6025e+18 | IKPVLBL-1 | PV Install Kit Concrete Low Landscape 1/R | Each | Solar PV | INSTALLATION KIT | Active | SLR-EK-D | GROUNDING LUG SLR-EK-D ( AL6005-5 / SUS 304 ) | 2 | 20
4.6025e+18 | IKPVLBL-1 | PV Install Kit Concrete Low Landscape 1/R | Each | Solar PV | INSTALLATION KIT | Active | XJ-AZ | PV MODULE CABLE CLIP | 2 | 0
4.6025e+18 | IKPVLBL-3 | PV Install Kit Concrete Low Landscape 3/R | Each | Solar PV | INSTALLATION KIT | Active | SLR-R02-LIGHT | Rail SLR-R02-Light 5200MM | 2 | 360
4.6025e+18 | IKPVLBL-3 | PV Install Kit Concrete Low Landscape 3/R | Each | Solar PV | INSTALLATION KIT | Active | SLR-RS-01-L-D | Rail Splice | 2 | 30
4.6025e+18 | IKPVLBL-3 | PV Install Kit Concrete Low Landscape 3/R | Each | Solar PV | INSTALLATION KIT | Active | SLR-MC-30-D | MID CLAMP 30MM SLR-MC-30-D ( AL6005-T5 / SUS 304 ) | 4 | 20
4.6025e+18 | IKPVLBL-3 | PV Install Kit Concrete Low Landscape 3/R | Each | Solar PV | INSTALLATION KIT | Active | SLR-EC-30-D | END CLAMP 30MM SLR-EC-30-D ( AL6005-T5 / SUS 304 ) | 4 | 20
4.6025e+18 | IKPVLBL-3 | PV Install Kit Concrete Low Landscape 3/R | Each | Solar PV | INSTALLATION KIT | Active | KS-BR1-GC | GROUNDING CLIP | 4 | 20
4.6025e+18 | IKPVLBL-3 | PV Install Kit Concrete Low Landscape 3/R | Each | Solar PV | INSTALLATION KIT | Active | EK-D | GROUNDING LUG, HIGH BALLAST | 2 | 0
4.6025e+18 | IKPVLBL-3 | PV Install Kit Concrete Low Landscape 3/R | Each | Solar PV | INSTALLATION KIT | Active | T-514 | Stump | 16 | 0
4.6025e+18 | IKPVLBL-3 | PV Install Kit Concrete Low Landscape 3/R | Each | Solar PV | INSTALLATION KIT | Active | R11-6000 | RAIL SLR-R11 6000MM | 2 | 0
4.6025e+18 | IKPVLBL-3 | PV Install Kit Concrete Low Landscape 3/R | Each | Solar PV | INSTALLATION KIT | Active | RS-03-180 | RAIL JOINER 180MM | 2 | 0
4.6025e+18 | IKPVLBL-3 | PV Install Kit Concrete Low Landscape 3/R | Each | Solar PV | INSTALLATION KIT | Active | COBE-FE-10-40 | FRONT LEG 10 40MM | 6 | 0
4.6025e+18 | IKPVLBL-3 | PV Install Kit Concrete Low Landscape 3/R | Each | Solar PV | INSTALLATION KIT | Active | COBE-RE-10-D-267 | REAR LEG 10 267MM | 6 | 0
4.6025e+18 | IKPVLBL-3 | PV Install Kit Concrete Low Landscape 3/R | Each | Solar PV | INSTALLATION KIT | Active | COB-BN-01-40 | T NUT WITH BOT 40MM | 12 | 0
4.6025e+18 | IKPVLBL-3 | PV Install Kit Concrete Low Landscape 3/R | Each | Solar PV | INSTALLATION KIT | Active | SLR-BS-MBP-XLM-01 | MIDDLE BALLASTED TRAY | 6 | 0
4.6025e+18 | IKPVLBL-3 | PV Install Kit Concrete Low Landscape 3/R | Each | Solar PV | INSTALLATION KIT | Active | ST5.5X32-01 | SELF TAPPING SCREW 5.5X32MM | 12 | 0
4.6025e+18 | IKPVLBL-3 | PV Install Kit Concrete Low Landscape 3/R | Each | Solar PV | INSTALLATION KIT | Active | SLR-EK-D | GROUNDING LUG SLR-EK-D ( AL6005-5 / SUS 304 ) | 2 | 20
4.6025e+18 | IKPVLBL-3 | PV Install Kit Concrete Low Landscape 3/R | Each | Solar PV | INSTALLATION KIT | Active | XJ-AZ | PV MODULE CABLE CLIP | 6 | 0
4.6025e+18 | IKPVLBP-1 | PV Install Kit Concrete Low Portrait 1/R | Each | Solar PV | INSTALLATION KIT | Active | SLR-R02-LIGHT | Rail SLR-R02-Light 5200MM | 2 | 360
4.6025e+18 | IKPVLBP-1 | PV Install Kit Concrete Low Portrait 1/R | Each | Solar PV | INSTALLATION KIT | Active | SLR-EC-30-D | END CLAMP 30MM SLR-EC-30-D ( AL6005-T5 / SUS 304 ) | 8 | 40
4.6025e+18 | IKPVLBP-1 | PV Install Kit Concrete Low Portrait 1/R | Each | Solar PV | INSTALLATION KIT | Active | EK-D | GROUNDING LUG, HIGH BALLAST | 2 | 0
4.6025e+18 | IKPVLBP-1 | PV Install Kit Concrete Low Portrait 1/R | Each | Solar PV | INSTALLATION KIT | Active | T-514 | Stump | 8 | 0
4.6025e+18 | IKPVLBP-1 | PV Install Kit Concrete Low Portrait 1/R | Each | Solar PV | INSTALLATION KIT | Active | SLR-JG-GMTYN-12 | TRIPOD ANGLE BAR 45X45X1400MM | 2 | 0
4.6025e+18 | IKPVLBP-1 | PV Install Kit Concrete Low Portrait 1/R | Each | Solar PV | INSTALLATION KIT | Active | SLR-JG-GMTYN-12-150 | TRIPOD ANGLE BAR 45X45X150MM | 1 | 0
4.6025e+18 | IKPVLBP-1 | PV Install Kit Concrete Low Portrait 1/R | Each | Solar PV | INSTALLATION KIT | Active | SLR-JG-GMTYN-20 | BALLAST SUPPORT BLOCK | 1 | 0
4.6025e+18 | IKPVLBP-1 | PV Install Kit Concrete Low Portrait 1/R | Each | Solar PV | INSTALLATION KIT | Active | SLR-M8X25-04 | CAP SCREW SET | 3 | 0
4.6025e+18 | IKPVLBP-1 | PV Install Kit Concrete Low Portrait 1/R | Each | Solar PV | INSTALLATION KIT | Active | SLR-BR-02-D | RAIL CLAMP 02 | 2 | 0
4.6025e+18 | IKPVLBP-1 | PV Install Kit Concrete Low Portrait 1/R | Each | Solar PV | INSTALLATION KIT | Active | SLR-BS-MBP-XLM-01 | MIDDLE BALLASTED TRAY | 1 | 0
4.6025e+18 | IKPVLBP-1 | PV Install Kit Concrete Low Portrait 1/R | Each | Solar PV | INSTALLATION KIT | Active | ST5.5X19-01 | SELF TAPPING SCREW 5.5X19MM | 2 | 0
4.6025e+18 | IKPVLBP-1 | PV Install Kit Concrete Low Portrait 1/R | Each | Solar PV | INSTALLATION KIT | Active | XJ-AZ | PV MODULE CABLE CLIP | 2 | 0
4.6025e+18 | IKPVLBP-3 | PV Install Kit Concrete Low Portrait 3/R | Each | Solar PV | INSTALLATION KIT | Active | SLR-JG-GMTYN-12 | TRIPOD ANGLE BAR 45X45X1400MM | 6 | 0
4.6025e+18 | IKPVLBP-3 | PV Install Kit Concrete Low Portrait 3/R | Each | Solar PV | INSTALLATION KIT | Active | SLR-JG-GMTYN-12-150 | TRIPOD ANGLE BAR 45X45X150MM | 3 | 0
4.6025e+18 | IKPVLBP-3 | PV Install Kit Concrete Low Portrait 3/R | Each | Solar PV | INSTALLATION KIT | Active | SLR-JG-GMTYN-20 | BALLAST SUPPORT BLOCK | 3 | 0
4.6025e+18 | IKPVLBP-3 | PV Install Kit Concrete Low Portrait 3/R | Each | Solar PV | INSTALLATION KIT | Active | SLR-M8X25-04 | CAP SCREW SET | 9 | 0
4.6025e+18 | IKPVLBP-3 | PV Install Kit Concrete Low Portrait 3/R | Each | Solar PV | INSTALLATION KIT | Active | SLR-R02-LIGHT | Rail SLR-R02-Light 5200MM | 2 | 360
4.6025e+18 | IKPVLBP-3 | PV Install Kit Concrete Low Portrait 3/R | Each | Solar PV | INSTALLATION KIT | Active | SLR-BR-02-D | RAIL CLAMP 02 | 6 | 0
4.6025e+18 | IKPVLBP-3 | PV Install Kit Concrete Low Portrait 3/R | Each | Solar PV | INSTALLATION KIT | Active | SLR-MC-30-D | MID CLAMP 30MM SLR-MC-30-D ( AL6005-T5 / SUS 304 ) | 4 | 20
4.6025e+18 | IKPVLBP-3 | PV Install Kit Concrete Low Portrait 3/R | Each | Solar PV | INSTALLATION KIT | Active | SLR-EC-30-D | END CLAMP 30MM SLR-EC-30-D ( AL6005-T5 / SUS 304 ) | 4 | 20
4.6025e+18 | IKPVLBP-3 | PV Install Kit Concrete Low Portrait 3/R | Each | Solar PV | INSTALLATION KIT | Active | SLR-BS-MBP-XLM-01 | MIDDLE BALLASTED TRAY | 3 | 0
4.6025e+18 | IKPVLBP-3 | PV Install Kit Concrete Low Portrait 3/R | Each | Solar PV | INSTALLATION KIT | Active | ST5.5X19-01 | SELF TAPPING SCREW 5.5X19MM | 6 | 0
4.6025e+18 | IKPVLBP-3 | PV Install Kit Concrete Low Portrait 3/R | Each | Solar PV | INSTALLATION KIT | Active | XJ-AZ | PV MODULE CABLE CLIP | 6 | 0
4.6025e+18 | IKPVLBP-4 | PV Install Kit Concrete Low Portrait 4/R | Each | Solar PV | INSTALLATION KIT | Active | SLR-JG-GMTYN-12 | TRIPOD ANGLE BAR 45X45X1400MM | 8 | 0
4.6025e+18 | IKPVLBP-4 | PV Install Kit Concrete Low Portrait 4/R | Each | Solar PV | INSTALLATION KIT | Active | SLR-JG-GMTYN-12-150 | TRIPOD ANGLE BAR 45X45X150MM | 4 | 0
4.6025e+18 | IKPVLBP-4 | PV Install Kit Concrete Low Portrait 4/R | Each | Solar PV | INSTALLATION KIT | Active | SLR-JG-GMTYN-20 | BALLAST SUPPORT BLOCK | 4 | 0
4.6025e+18 | IKPVLBP-4 | PV Install Kit Concrete Low Portrait 4/R | Each | Solar PV | INSTALLATION KIT | Active | SLR-M8X25-04 | CAP SCREW SET | 12 | 0
4.6025e+18 | IKPVLBP-4 | PV Install Kit Concrete Low Portrait 4/R | Each | Solar PV | INSTALLATION KIT | Active | SLR-R02-LIGHT | Rail SLR-R02-Light 5200MM | 4 | 720
4.6025e+18 | IKPVLBP-4 | PV Install Kit Concrete Low Portrait 4/R | Each | Solar PV | INSTALLATION KIT | Active | SLR-BR-02-D | RAIL CLAMP 02 | 8 | 0
4.6025e+18 | IKPVLBP-4 | PV Install Kit Concrete Low Portrait 4/R | Each | Solar PV | INSTALLATION KIT | Active | SLR-MC-30-D | MID CLAMP 30MM SLR-MC-30-D ( AL6005-T5 / SUS 304 ) | 4 | 20
4.6025e+18 | IKPVLBP-4 | PV Install Kit Concrete Low Portrait 4/R | Each | Solar PV | INSTALLATION KIT | Active | SLR-EC-30-D | END CLAMP 30MM SLR-EC-30-D ( AL6005-T5 / SUS 304 ) | 6 | 30
4.6025e+18 | IKPVLBP-4 | PV Install Kit Concrete Low Portrait 4/R | Each | Solar PV | INSTALLATION KIT | Active | SLR-BS-MBP-XLM-01 | MIDDLE BALLASTED TRAY | 4 | 0
4.6025e+18 | IKPVLBP-4 | PV Install Kit Concrete Low Portrait 4/R | Each | Solar PV | INSTALLATION KIT | Active | ST5.5X19-01 | SELF TAPPING SCREW 5.5X19MM | 8 | 0
4.6025e+18 | IKPVLBP-4 | PV Install Kit Concrete Low Portrait 4/R | Each | Solar PV | INSTALLATION KIT | Active | XJ-AZ | PV MODULE CABLE CLIP | 8 | 0
4.6025e+18 | IKPVLBP-7 | PV Install Kit Concrete Low Portrait 7/R | Each | Solar PV | INSTALLATION KIT | Active | SLR-JG-GMTYN-12 | TRIPOD ANGLE BAR 45X45X1400MM | 14 | 0
4.6025e+18 | IKPVLBP-7 | PV Install Kit Concrete Low Portrait 7/R | Each | Solar PV | INSTALLATION KIT | Active | SLR-JG-GMTYN-12-150 | TRIPOD ANGLE BAR 45X45X150MM | 7 | 0
4.6025e+18 | IKPVLBP-7 | PV Install Kit Concrete Low Portrait 7/R | Each | Solar PV | INSTALLATION KIT | Active | SLR-JG-GMTYN-20 | BALLAST SUPPORT BLOCK | 7 | 0
4.6025e+18 | IKPVLBP-7 | PV Install Kit Concrete Low Portrait 7/R | Each | Solar PV | INSTALLATION KIT | Active | SLR-M8X25-04 | CAP SCREW SET | 21 | 0
4.6025e+18 | IKPVLBP-7 | PV Install Kit Concrete Low Portrait 7/R | Each | Solar PV | INSTALLATION KIT | Active | SLR-R02-LIGHT | Rail SLR-R02-Light 5200MM | 6 | 1080
4.6025e+18 | IKPVLBP-7 | PV Install Kit Concrete Low Portrait 7/R | Each | Solar PV | INSTALLATION KIT | Active | SLR-BR-02-D | RAIL CLAMP 02 | 14 | 0
4.6025e+18 | IKPVLBP-7 | PV Install Kit Concrete Low Portrait 7/R | Each | Solar PV | INSTALLATION KIT | Active | SLR-MC-30-D | MID CLAMP 30MM SLR-MC-30-D ( AL6005-T5 / SUS 304 ) | 4 | 20
4.6025e+18 | IKPVLBP-7 | PV Install Kit Concrete Low Portrait 7/R | Each | Solar PV | INSTALLATION KIT | Active | SLR-EC-30-D | END CLAMP 30MM SLR-EC-30-D ( AL6005-T5 / SUS 304 ) | 12 | 60
4.6025e+18 | IKPVLBP-7 | PV Install Kit Concrete Low Portrait 7/R | Each | Solar PV | INSTALLATION KIT | Active | SLR-BS-MBP-XLM-01 | MIDDLE BALLASTED TRAY | 7 | 0
4.6025e+18 | IKPVLBP-7 | PV Install Kit Concrete Low Portrait 7/R | Each | Solar PV | INSTALLATION KIT | Active | ST5.5X19-01 | SELF TAPPING SCREW 5.5X19MM | 14 | 0
4.6025e+18 | IKPVLBP-7 | PV Install Kit Concrete Low Portrait 7/R | Each | Solar PV | INSTALLATION KIT | Active | XJ-AZ | PV MODULE CABLE CLIP | 14 | 0
4.6025e+18 | IKPVSL-1 | PV Install Kit Shingle Landscape 1/R | Each | Solar PV | INSTALLATION KIT | Active | SLR-R02-LIGHT | Rail SLR-R02-Light 5200MM | 1 | 180
4.6025e+18 | IKPVSL-1 | PV Install Kit Shingle Landscape 1/R | Each | Solar PV | INSTALLATION KIT | Active | SLR-EC-30-D | END CLAMP 30MM SLR-EC-30-D ( AL6005-T5 / SUS 304 ) | 4 | 20
4.6025e+18 | IKPVSL-1 | PV Install Kit Shingle Landscape 1/R | Each | Solar PV | INSTALLATION KIT | Active | KS-HK-L21-WSD-M10300 | L Feet 21# with Hanger Bolt M10*300 | 8 | 0
4.6025e+18 | IKPVSL-1 | PV Install Kit Shingle Landscape 1/R | Each | Solar PV | INSTALLATION KIT | Active | EK-D | GROUNDING LUG, HIGH BALLAST | 2 | 0
4.6025e+18 | IKPVSL-2 | PV Install Kit Shingle Landscape 2/R | Each | Solar PV | INSTALLATION KIT | Active | SLR-R02-LIGHT | Rail SLR-R02-Light 5200MM | 1 | 180
4.6025e+18 | IKPVSL-2 | PV Install Kit Shingle Landscape 2/R | Each | Solar PV | INSTALLATION KIT | Active | SLR-MC-30-D | MID CLAMP 30MM SLR-MC-30-D ( AL6005-T5 / SUS 304 ) | 2 | 10
4.6025e+18 | IKPVSL-2 | PV Install Kit Shingle Landscape 2/R | Each | Solar PV | INSTALLATION KIT | Active | SLR-EC-30-D | END CLAMP 30MM SLR-EC-30-D ( AL6005-T5 / SUS 304 ) | 4 | 20
4.6025e+18 | IKPVSL-2 | PV Install Kit Shingle Landscape 2/R | Each | Solar PV | INSTALLATION KIT | Active | KS-HK-L21-WSD-M10300 | L Feet 21# with Hanger Bolt M10*300 | 8 | 0
4.6025e+18 | IKPVSL-2 | PV Install Kit Shingle Landscape 2/R | Each | Solar PV | INSTALLATION KIT | Active | KS-BR1-GC | GROUNDING CLIP | 2 | 10
4.6025e+18 | IKPVSL-2 | PV Install Kit Shingle Landscape 2/R | Each | Solar PV | INSTALLATION KIT | Active | EK-D | GROUNDING LUG, HIGH BALLAST | 2 | 0
4.6025e+18 | IKPVSP-2 | PV Install Kit Shingle Portrait 2/R | Each | Solar PV | INSTALLATION KIT | Active | SLR-R02-LIGHT | Rail SLR-R02-Light 5200MM | 1 | 180
4.6025e+18 | IKPVSP-2 | PV Install Kit Shingle Portrait 2/R | Each | Solar PV | INSTALLATION KIT | Active | SLR-MC-30-D | MID CLAMP 30MM SLR-MC-30-D ( AL6005-T5 / SUS 304 ) | 2 | 10
4.6025e+18 | IKPVSP-2 | PV Install Kit Shingle Portrait 2/R | Each | Solar PV | INSTALLATION KIT | Active | SLR-EC-30-D | END CLAMP 30MM SLR-EC-30-D ( AL6005-T5 / SUS 304 ) | 4 | 20
4.6025e+18 | IKPVSP-2 | PV Install Kit Shingle Portrait 2/R | Each | Solar PV | INSTALLATION KIT | Active | KS-HK-L21-WSD-M10300 | L Feet 21# with Hanger Bolt M10*300 | 4 | 0
4.6025e+18 | IKPVSP-2 | PV Install Kit Shingle Portrait 2/R | Each | Solar PV | INSTALLATION KIT | Active | KS-BR1-GC | GROUNDING CLIP | 2 | 10
4.6025e+18 | IKPVSP-2 | PV Install Kit Shingle Portrait 2/R | Each | Solar PV | INSTALLATION KIT | Active | EK-D | GROUNDING LUG, HIGH BALLAST | 2 | 0
4.6025e+18 | IKPVSP-4 | PV Install Kit Shingle Portrait 4/R | Each | Solar PV | INSTALLATION KIT | Active | SLR-R02-LIGHT | Rail SLR-R02-Light 5200MM | 2 | 360
4.6025e+18 | IKPVSP-4 | PV Install Kit Shingle Portrait 4/R | Each | Solar PV | INSTALLATION KIT | Active | SLR-RS-01-L-D | Rail Splice | 2 | 30
4.6025e+18 | IKPVSP-4 | PV Install Kit Shingle Portrait 4/R | Each | Solar PV | INSTALLATION KIT | Active | SLR-MC-30-D | MID CLAMP 30MM SLR-MC-30-D ( AL6005-T5 / SUS 304 ) | 6 | 30
4.6025e+18 | IKPVSP-4 | PV Install Kit Shingle Portrait 4/R | Each | Solar PV | INSTALLATION KIT | Active | SLR-EC-30-D | END CLAMP 30MM SLR-EC-30-D ( AL6005-T5 / SUS 304 ) | 4 | 20
4.6025e+18 | IKPVSP-4 | PV Install Kit Shingle Portrait 4/R | Each | Solar PV | INSTALLATION KIT | Active | KS-HK-L21-WSD-M10300 | L Feet 21# with Hanger Bolt M10*300 | 8 | 0
4.6025e+18 | IKPVSP-4 | PV Install Kit Shingle Portrait 4/R | Each | Solar PV | INSTALLATION KIT | Active | KS-BR1-GC | GROUNDING CLIP | 6 | 30
4.6025e+18 | IKPVSP-4 | PV Install Kit Shingle Portrait 4/R | Each | Solar PV | INSTALLATION KIT | Active | EK-D | GROUNDING LUG, HIGH BALLAST | 2 | 0
4.6025e+18 | IKPVSSP-2 | PV Install Kit Standing Seam Portrait 2/R | Each | Solar PV | INSTALLATION KIT | Active | SLR-R02-LIGHT | Rail SLR-R02-Light 5200MM | 1 | 180
4.6025e+18 | IKPVSSP-2 | PV Install Kit Standing Seam Portrait 2/R | Each | Solar PV | INSTALLATION KIT | Active | SLR-MC-30-D | MID CLAMP 30MM SLR-MC-30-D ( AL6005-T5 / SUS 304 ) | 2 | 10
4.6025e+18 | IKPVSSP-2 | PV Install Kit Standing Seam Portrait 2/R | Each | Solar PV | INSTALLATION KIT | Active | SLR-EC-30-D | END CLAMP 30MM SLR-EC-30-D ( AL6005-T5 / SUS 304 ) | 4 | 20
4.6025e+18 | IKPVSSP-2 | PV Install Kit Standing Seam Portrait 2/R | Each | Solar PV | INSTALLATION KIT | Active | SLR-MRH-32-D | KLIPLOCK #32 UNIVERSAL | 4 | 80
4.6025e+18 | IKPVSSP-2 | PV Install Kit Standing Seam Portrait 2/R | Each | Solar PV | INSTALLATION KIT | Active | KS-HK-L21-02 | L Feet 21# with Bolt M8 x 25 and Nut | 4 | 40
4.6025e+18 | IKPVSSP-2 | PV Install Kit Standing Seam Portrait 2/R | Each | Solar PV | INSTALLATION KIT | Active | KS-BR1-GC | GROUNDING CLIP | 2 | 10
4.6025e+18 | IKPVSSP-2 | PV Install Kit Standing Seam Portrait 2/R | Each | Solar PV | INSTALLATION KIT | Active | EK-D | GROUNDING LUG, HIGH BALLAST | 2 | 0
4.6025e+18 | IKPVSSP-3 | PV Install Kit Standing Seam Portrait 3/R | Each | Solar PV | INSTALLATION KIT | Active | SLR-R02-LIGHT | Rail SLR-R02-Light 5200MM | 2 | 360
4.6025e+18 | IKPVSSP-3 | PV Install Kit Standing Seam Portrait 3/R | Each | Solar PV | INSTALLATION KIT | Active | SLR-RS-01-L-D | Rail Splice | 2 | 30
4.6025e+18 | IKPVSSP-3 | PV Install Kit Standing Seam Portrait 3/R | Each | Solar PV | INSTALLATION KIT | Active | SLR-MC-30-D | MID CLAMP 30MM SLR-MC-30-D ( AL6005-T5 / SUS 304 ) | 4 | 20
4.6025e+18 | IKPVSSP-3 | PV Install Kit Standing Seam Portrait 3/R | Each | Solar PV | INSTALLATION KIT | Active | SLR-EC-30-D | END CLAMP 30MM SLR-EC-30-D ( AL6005-T5 / SUS 304 ) | 4 | 20
4.6025e+18 | IKPVSSP-3 | PV Install Kit Standing Seam Portrait 3/R | Each | Solar PV | INSTALLATION KIT | Active | SLR-MRH-32-D | KLIPLOCK #32 UNIVERSAL | 6 | 120
4.6025e+18 | IKPVSSP-3 | PV Install Kit Standing Seam Portrait 3/R | Each | Solar PV | INSTALLATION KIT | Active | KS-HK-L21-02 | L Feet 21# with Bolt M8 x 25 and Nut | 6 | 60
4.6025e+18 | IKPVSSP-3 | PV Install Kit Standing Seam Portrait 3/R | Each | Solar PV | INSTALLATION KIT | Active | KS-BR1-GC | GROUNDING CLIP | 4 | 20
4.6025e+18 | IKPVSSP-3 | PV Install Kit Standing Seam Portrait 3/R | Each | Solar PV | INSTALLATION KIT | Active | EK-D | GROUNDING LUG, HIGH BALLAST | 2 | 0
4.6025e+18 | IKPVSSP-5 | PV Install Kit Standing Seam Portrait 5/R | Each | Solar PV | INSTALLATION KIT | Active | SLR-R02-LIGHT | Rail SLR-R02-Light 5200MM | 3 | 540
4.6025e+18 | IKPVSSP-5 | PV Install Kit Standing Seam Portrait 5/R | Each | Solar PV | INSTALLATION KIT | Active | SLR-RS-01-L-D | Rail Splice | 4 | 60
4.6025e+18 | IKPVSSP-5 | PV Install Kit Standing Seam Portrait 5/R | Each | Solar PV | INSTALLATION KIT | Active | SLR-MC-30-D | MID CLAMP 30MM SLR-MC-30-D ( AL6005-T5 / SUS 304 ) | 8 | 40
4.6025e+18 | IKPVSSP-5 | PV Install Kit Standing Seam Portrait 5/R | Each | Solar PV | INSTALLATION KIT | Active | SLR-EC-30-D | END CLAMP 30MM SLR-EC-30-D ( AL6005-T5 / SUS 304 ) | 4 | 20
4.6025e+18 | IKPVSSP-5 | PV Install Kit Standing Seam Portrait 5/R | Each | Solar PV | INSTALLATION KIT | Active | SLR-MRH-32-D | KLIPLOCK #32 UNIVERSAL | 10 | 200
4.6025e+18 | IKPVSSP-5 | PV Install Kit Standing Seam Portrait 5/R | Each | Solar PV | INSTALLATION KIT | Active | KS-HK-L21-02 | L Feet 21# with Bolt M8 x 25 and Nut | 10 | 100
4.6025e+18 | IKPVSSP-5 | PV Install Kit Standing Seam Portrait 5/R | Each | Solar PV | INSTALLATION KIT | Active | KS-BR1-GC | GROUNDING CLIP | 8 | 40
4.6025e+18 | IKPVSSP-5 | PV Install Kit Standing Seam Portrait 5/R | Each | Solar PV | INSTALLATION KIT | Active | EK-D | GROUNDING LUG, HIGH BALLAST | 2 | 0
4.6025e+18 | IKPVSSP-6 | PV INSTALL KIT STANDING SEAM PORTRAIT 6/R | Each | Solar PV | INSTALLATION KIT | Active | SLR-R02-LIGHT | Rail SLR-R02-Light 5200MM | 3 | 540
4.6025e+18 | IKPVSSP-6 | PV INSTALL KIT STANDING SEAM PORTRAIT 6/R | Each | Solar PV | INSTALLATION KIT | Active | SLR-RS-01-L-D | Rail Splice | 4 | 60
4.6025e+18 | IKPVSSP-6 | PV INSTALL KIT STANDING SEAM PORTRAIT 6/R | Each | Solar PV | INSTALLATION KIT | Active | SLR-MC-30-D | MID CLAMP 30MM SLR-MC-30-D ( AL6005-T5 / SUS 304 ) | 10 | 50
4.6025e+18 | IKPVSSP-6 | PV INSTALL KIT STANDING SEAM PORTRAIT 6/R | Each | Solar PV | INSTALLATION KIT | Active | SLR-EC-30-D | END CLAMP 30MM SLR-EC-30-D ( AL6005-T5 / SUS 304 ) | 4 | 20
4.6025e+18 | IKPVSSP-6 | PV INSTALL KIT STANDING SEAM PORTRAIT 6/R | Each | Solar PV | INSTALLATION KIT | Active | SLR-MRH-32-D | KLIPLOCK #32 UNIVERSAL | 12 | 240
4.6025e+18 | IKPVSSP-6 | PV INSTALL KIT STANDING SEAM PORTRAIT 6/R | Each | Solar PV | INSTALLATION KIT | Active | KS-HK-L21-02 | L Feet 21# with Bolt M8 x 25 and Nut | 12 | 120
4.6025e+18 | IKPVSSP-6 | PV INSTALL KIT STANDING SEAM PORTRAIT 6/R | Each | Solar PV | INSTALLATION KIT | Active | KS-BR1-GC | GROUNDING CLIP | 10 | 50
4.6025e+18 | IKPVSSP-6 | PV INSTALL KIT STANDING SEAM PORTRAIT 6/R | Each | Solar PV | INSTALLATION KIT | Active | EK-D | GROUNDING LUG, HIGH BALLAST | 2 | 0
4.6025e+18 | IKPVSSP-8 | PV INSTALL KIT STANDING SEAM PORTRAIT 8/R | Each | Solar PV | INSTALLATION KIT | Active | SLR-R02-LIGHT | Rail SLR-R02-Light 5200MM | 4 | 720
4.6025e+18 | IKPVSSP-8 | PV INSTALL KIT STANDING SEAM PORTRAIT 8/R | Each | Solar PV | INSTALLATION KIT | Active | SLR-RS-01-L-D | Rail Splice | 6 | 90
4.6025e+18 | IKPVSSP-8 | PV INSTALL KIT STANDING SEAM PORTRAIT 8/R | Each | Solar PV | INSTALLATION KIT | Active | SLR-MC-30-D | MID CLAMP 30MM SLR-MC-30-D ( AL6005-T5 / SUS 304 ) | 14 | 70
4.6025e+18 | IKPVSSP-8 | PV INSTALL KIT STANDING SEAM PORTRAIT 8/R | Each | Solar PV | INSTALLATION KIT | Active | SLR-EC-30-D | END CLAMP 30MM SLR-EC-30-D ( AL6005-T5 / SUS 304 ) | 4 | 20
4.6025e+18 | IKPVSSP-8 | PV INSTALL KIT STANDING SEAM PORTRAIT 8/R | Each | Solar PV | INSTALLATION KIT | Active | SLR-MRH-32-D | KLIPLOCK #32 UNIVERSAL | 16 | 320
4.6025e+18 | IKPVSSP-8 | PV INSTALL KIT STANDING SEAM PORTRAIT 8/R | Each | Solar PV | INSTALLATION KIT | Active | KS-HK-L21-02 | L Feet 21# with Bolt M8 x 25 and Nut | 16 | 160
4.6025e+18 | IKPVSSP-8 | PV INSTALL KIT STANDING SEAM PORTRAIT 8/R | Each | Solar PV | INSTALLATION KIT | Active | KS-BR1-GC | GROUNDING CLIP | 14 | 70
4.6025e+18 | IKPVSSP-8 | PV INSTALL KIT STANDING SEAM PORTRAIT 8/R | Each | Solar PV | INSTALLATION KIT | Active | EK-D | GROUNDING LUG, HIGH BALLAST | 2 | 0
4.6025e+18 | IKPVTL-1 | PV Install Kit Tiles Landscape 1/R | Each | Solar PV | INSTALLATION KIT | Active | SLR-R02-LIGHT | Rail SLR-R02-Light 5200MM | 1 | 180
4.6025e+18 | IKPVTL-1 | PV Install Kit Tiles Landscape 1/R | Each | Solar PV | INSTALLATION KIT | Active | SLR-EC-30-D | END CLAMP 30MM SLR-EC-30-D ( AL6005-T5 / SUS 304 ) | 4 | 20
4.6025e+18 | IKPVTL-1 | PV Install Kit Tiles Landscape 1/R | Each | Solar PV | INSTALLATION KIT | Active | SLR-CTH-03 | TILE HOOK #03-SLR-CTH-03 ( AL6005-T5 / SUS 304 ) - LANDSCAPE | 4 | 0
4.6025e+18 | IKPVTL-1 | PV Install Kit Tiles Landscape 1/R | Each | Solar PV | INSTALLATION KIT | Active | HSC-#2(W) | Hex self screw drilling #12 x 2" ( For Wood ) | 4 | 0
4.6025e+18 | IKPVTL-1 | PV Install Kit Tiles Landscape 1/R | Each | Solar PV | INSTALLATION KIT | Active | EK-D | GROUNDING LUG, HIGH BALLAST | 2 | 0
4.6025e+18 | IKPVTL-2 | PV Install Kit Tiles Landscape 2/R | Each | Solar PV | INSTALLATION KIT | Active | SLR-R02-LIGHT | Rail SLR-R02-Light 5200MM | 1 | 180
4.6025e+18 | IKPVTL-2 | PV Install Kit Tiles Landscape 2/R | Each | Solar PV | INSTALLATION KIT | Active | SLR-MC-30-D | MID CLAMP 30MM SLR-MC-30-D ( AL6005-T5 / SUS 304 ) | 2 | 10
4.6025e+18 | IKPVTL-2 | PV Install Kit Tiles Landscape 2/R | Each | Solar PV | INSTALLATION KIT | Active | SLR-EC-30-D | END CLAMP 30MM SLR-EC-30-D ( AL6005-T5 / SUS 304 ) | 4 | 20
4.6025e+18 | IKPVTL-2 | PV Install Kit Tiles Landscape 2/R | Each | Solar PV | INSTALLATION KIT | Active | KS-BR1-GC | GROUNDING CLIP | 2 | 10
4.6025e+18 | IKPVTL-2 | PV Install Kit Tiles Landscape 2/R | Each | Solar PV | INSTALLATION KIT | Active | SLR-CTH-03 | TILE HOOK #03-SLR-CTH-03 ( AL6005-T5 / SUS 304 ) - LANDSCAPE | 4 | 0
4.6025e+18 | IKPVTL-2 | PV Install Kit Tiles Landscape 2/R | Each | Solar PV | INSTALLATION KIT | Active | HSC-#2(W) | Hex self screw drilling #12 x 2" ( For Wood ) | 8 | 0
4.6025e+18 | IKPVTL-2 | PV Install Kit Tiles Landscape 2/R | Each | Solar PV | INSTALLATION KIT | Active | EK-D | GROUNDING LUG, HIGH BALLAST | 2 | 0
4.6025e+18 | IKPVTL-3 | PV Install Kit Tiles Landscape 3/R | Each | Solar PV | INSTALLATION KIT | Active | SLR-R02-LIGHT | Rail SLR-R02-Light 5200MM | 2 | 360
4.6025e+18 | IKPVTL-3 | PV Install Kit Tiles Landscape 3/R | Each | Solar PV | INSTALLATION KIT | Active | SLR-RS-01-L-D | Rail Splice | 2 | 30
4.6025e+18 | IKPVTL-3 | PV Install Kit Tiles Landscape 3/R | Each | Solar PV | INSTALLATION KIT | Active | SLR-MC-30-D | MID CLAMP 30MM SLR-MC-30-D ( AL6005-T5 / SUS 304 ) | 4 | 20
4.6025e+18 | IKPVTL-3 | PV Install Kit Tiles Landscape 3/R | Each | Solar PV | INSTALLATION KIT | Active | SLR-EC-30-D | END CLAMP 30MM SLR-EC-30-D ( AL6005-T5 / SUS 304 ) | 4 | 20
4.6025e+18 | IKPVTL-3 | PV Install Kit Tiles Landscape 3/R | Each | Solar PV | INSTALLATION KIT | Active | KS-BR1-GC | GROUNDING CLIP | 4 | 20
4.6025e+18 | IKPVTL-3 | PV Install Kit Tiles Landscape 3/R | Each | Solar PV | INSTALLATION KIT | Active | SLR-CTH-03 | TILE HOOK #03-SLR-CTH-03 ( AL6005-T5 / SUS 304 ) - LANDSCAPE | 6 | 0
4.6025e+18 | IKPVTL-3 | PV Install Kit Tiles Landscape 3/R | Each | Solar PV | INSTALLATION KIT | Active | HSC-#2(W) | Hex self screw drilling #12 x 2" ( For Wood ) | 12 | 0
4.6025e+18 | IKPVTL-3 | PV Install Kit Tiles Landscape 3/R | Each | Solar PV | INSTALLATION KIT | Active | EK-D | GROUNDING LUG, HIGH BALLAST | 2 | 0
4.6025e+18 | IKPVTL-4 | PV Install Kit Tiles Landscape 4/R | Each | Solar PV | INSTALLATION KIT | Active | SLR-R02-LIGHT | Rail SLR-R02-Light 5200MM | 2 | 360
4.6025e+18 | IKPVTL-4 | PV Install Kit Tiles Landscape 4/R | Each | Solar PV | INSTALLATION KIT | Active | SLR-RS-01-L-D | Rail Splice | 2 | 30
4.6025e+18 | IKPVTL-4 | PV Install Kit Tiles Landscape 4/R | Each | Solar PV | INSTALLATION KIT | Active | SLR-MC-30-D | MID CLAMP 30MM SLR-MC-30-D ( AL6005-T5 / SUS 304 ) | 6 | 30
4.6025e+18 | IKPVTL-4 | PV Install Kit Tiles Landscape 4/R | Each | Solar PV | INSTALLATION KIT | Active | KS-BR1-GC | GROUNDING CLIP | 6 | 30
4.6025e+18 | IKPVTL-4 | PV Install Kit Tiles Landscape 4/R | Each | Solar PV | INSTALLATION KIT | Active | SLR-EC-30-D | END CLAMP 30MM SLR-EC-30-D ( AL6005-T5 / SUS 304 ) | 4 | 20
4.6025e+18 | IKPVTL-4 | PV Install Kit Tiles Landscape 4/R | Each | Solar PV | INSTALLATION KIT | Active | SLR-CTH-03 | TILE HOOK #03-SLR-CTH-03 ( AL6005-T5 / SUS 304 ) - LANDSCAPE | 8 | 0
4.6025e+18 | IKPVTL-4 | PV Install Kit Tiles Landscape 4/R | Each | Solar PV | INSTALLATION KIT | Active | HSC-#2(W) | Hex self screw drilling #12 x 2" ( For Wood ) | 16 | 0
4.6025e+18 | IKPVTL-4 | PV Install Kit Tiles Landscape 4/R | Each | Solar PV | INSTALLATION KIT | Active | EK-D | GROUNDING LUG, HIGH BALLAST | 2 | 0
4.6025e+18 | IKPVTL-5 | PV Install Kit Tiles Landscape 5/R | Each | Solar PV | INSTALLATION KIT | Active | SLR-R02-LIGHT | Rail SLR-R02-Light 5200MM | 3 | 540
4.6025e+18 | IKPVTL-5 | PV Install Kit Tiles Landscape 5/R | Each | Solar PV | INSTALLATION KIT | Active | SLR-RS-01-L-D | Rail Splice | 4 | 60
4.6025e+18 | IKPVTL-5 | PV Install Kit Tiles Landscape 5/R | Each | Solar PV | INSTALLATION KIT | Active | SLR-MC-30-D | MID CLAMP 30MM SLR-MC-30-D ( AL6005-T5 / SUS 304 ) | 8 | 40
4.6025e+18 | IKPVTL-5 | PV Install Kit Tiles Landscape 5/R | Each | Solar PV | INSTALLATION KIT | Active | SLR-EC-30-D | END CLAMP 30MM SLR-EC-30-D ( AL6005-T5 / SUS 304 ) | 4 | 20
4.6025e+18 | IKPVTL-5 | PV Install Kit Tiles Landscape 5/R | Each | Solar PV | INSTALLATION KIT | Active | KS-BR1-GC | GROUNDING CLIP | 8 | 40
4.6025e+18 | IKPVTL-5 | PV Install Kit Tiles Landscape 5/R | Each | Solar PV | INSTALLATION KIT | Active | SLR-CTH-03 | TILE HOOK #03-SLR-CTH-03 ( AL6005-T5 / SUS 304 ) - LANDSCAPE | 10 | 0
4.6025e+18 | IKPVTL-5 | PV Install Kit Tiles Landscape 5/R | Each | Solar PV | INSTALLATION KIT | Active | HSC-#2(W) | Hex self screw drilling #12 x 2" ( For Wood ) | 20 | 0
4.6025e+18 | IKPVTL-5 | PV Install Kit Tiles Landscape 5/R | Each | Solar PV | INSTALLATION KIT | Active | EK-D | GROUNDING LUG, HIGH BALLAST | 2 | 0
4.6025e+18 | IKPVTL-8 | PV INSTALL KIT TILES LANDSCAPE 8/R | Each | Solar PV | INSTALLATION KIT | Active | SLR-R02-LIGHT | Rail SLR-R02-Light 5200MM | 4 | 720
4.6025e+18 | IKPVTL-8 | PV INSTALL KIT TILES LANDSCAPE 8/R | Each | Solar PV | INSTALLATION KIT | Active | SLR-RS-01-L-D | Rail Splice | 6 | 90
4.6025e+18 | IKPVTL-8 | PV INSTALL KIT TILES LANDSCAPE 8/R | Each | Solar PV | INSTALLATION KIT | Active | SLR-MC-30-D | MID CLAMP 30MM SLR-MC-30-D ( AL6005-T5 / SUS 304 ) | 14 | 70
4.6025e+18 | IKPVTL-8 | PV INSTALL KIT TILES LANDSCAPE 8/R | Each | Solar PV | INSTALLATION KIT | Active | SLR-EC-30-D | END CLAMP 30MM SLR-EC-30-D ( AL6005-T5 / SUS 304 ) | 4 | 20
4.6025e+18 | IKPVTL-8 | PV INSTALL KIT TILES LANDSCAPE 8/R | Each | Solar PV | INSTALLATION KIT | Active | KS-BR1-GC | GROUNDING CLIP | 14 | 70
4.6025e+18 | IKPVTL-8 | PV INSTALL KIT TILES LANDSCAPE 8/R | Each | Solar PV | INSTALLATION KIT | Active | SLR-CTH-03 | TILE HOOK #03-SLR-CTH-03 ( AL6005-T5 / SUS 304 ) - LANDSCAPE | 16 | 0
4.6025e+18 | IKPVTL-8 | PV INSTALL KIT TILES LANDSCAPE 8/R | Each | Solar PV | INSTALLATION KIT | Active | HSC-#2(W) | Hex self screw drilling #12 x 2" ( For Wood ) | 32 | 0
4.6025e+18 | IKPVTL-8 | PV INSTALL KIT TILES LANDSCAPE 8/R | Each | Solar PV | INSTALLATION KIT | Active | EK-D | GROUNDING LUG, HIGH BALLAST | 2 | 0
4.6025e+18 | IKPVTP-1 | PV Install Kit Tiles Portrait 1/R | Each | Solar PV | INSTALLATION KIT | Active | SLR-R02-LIGHT | Rail SLR-R02-Light 5200MM | 1 | 180
4.6025e+18 | IKPVTP-1 | PV Install Kit Tiles Portrait 1/R | Each | Solar PV | INSTALLATION KIT | Active | SLR-EC-30-D | END CLAMP 30MM SLR-EC-30-D ( AL6005-T5 / SUS 304 ) | 4 | 20
4.6025e+18 | IKPVTP-1 | PV Install Kit Tiles Portrait 1/R | Each | Solar PV | INSTALLATION KIT | Active | SLR-CTH-01 | TILE HOOK #01-SLR-CTH-01 ( AL6005-5 / SUS 304 ) - POTRAIT | 4 | 0
4.6025e+18 | IKPVTP-1 | PV Install Kit Tiles Portrait 1/R | Each | Solar PV | INSTALLATION KIT | Active | HSC-#2(W) | Hex self screw drilling #12 x 2" ( For Wood ) | 4 | 0
4.6025e+18 | IKPVTP-1 | PV Install Kit Tiles Portrait 1/R | Each | Solar PV | INSTALLATION KIT | Active | EK-D | GROUNDING LUG, HIGH BALLAST | 2 | 0
4.6025e+18 | IKPVTP-10 | PV Install Kit Tiles Portrait 10/R | Each | Solar PV | INSTALLATION KIT | Active | SLR-R02-LIGHT | Rail SLR-R02-Light 5200MM | 5 | 900
4.6025e+18 | IKPVTP-10 | PV Install Kit Tiles Portrait 10/R | Each | Solar PV | INSTALLATION KIT | Active | SLR-RS-01-L-D | Rail Splice | 8 | 120
4.6025e+18 | IKPVTP-10 | PV Install Kit Tiles Portrait 10/R | Each | Solar PV | INSTALLATION KIT | Active | SLR-MC-30-D | MID CLAMP 30MM SLR-MC-30-D ( AL6005-T5 / SUS 304 ) | 18 | 90
4.6025e+18 | IKPVTP-10 | PV Install Kit Tiles Portrait 10/R | Each | Solar PV | INSTALLATION KIT | Active | SLR-EC-30-D | END CLAMP 30MM SLR-EC-30-D ( AL6005-T5 / SUS 304 ) | 4 | 20
4.6025e+18 | IKPVTP-10 | PV Install Kit Tiles Portrait 10/R | Each | Solar PV | INSTALLATION KIT | Active | KS-BR1-GC | GROUNDING CLIP | 18 | 90
4.6025e+18 | IKPVTP-10 | PV Install Kit Tiles Portrait 10/R | Each | Solar PV | INSTALLATION KIT | Active | SLR-CTH-01 | TILE HOOK #01-SLR-CTH-01 ( AL6005-5 / SUS 304 ) - POTRAIT | 20 | 0
4.6025e+18 | IKPVTP-10 | PV Install Kit Tiles Portrait 10/R | Each | Solar PV | INSTALLATION KIT | Active | HSC-#2(W) | Hex self screw drilling #12 x 2" ( For Wood ) | 40 | 0
4.6025e+18 | IKPVTP-10 | PV Install Kit Tiles Portrait 10/R | Each | Solar PV | INSTALLATION KIT | Active | EK-D | GROUNDING LUG, HIGH BALLAST | 2 | 0
4.6025e+18 | IKPVTP-12 | PV INSTALL KIT TILES PORTRAIT 12/R | Each | Solar PV | INSTALLATION KIT | Active | SLR-R02-LIGHT | Rail SLR-R02-Light 5200MM | 12 | 2160
4.6025e+18 | IKPVTP-12 | PV INSTALL KIT TILES PORTRAIT 12/R | Each | Solar PV | INSTALLATION KIT | Active | SLR-RS-01-L-D | Rail Splice | 10 | 150
4.6025e+18 | IKPVTP-12 | PV INSTALL KIT TILES PORTRAIT 12/R | Each | Solar PV | INSTALLATION KIT | Active | SLR-MC-30-D | MID CLAMP 30MM SLR-MC-30-D ( AL6005-T5 / SUS 304 ) | 22 | 110
4.6025e+18 | IKPVTP-12 | PV INSTALL KIT TILES PORTRAIT 12/R | Each | Solar PV | INSTALLATION KIT | Active | SLR-EC-30-D | END CLAMP 30MM SLR-EC-30-D ( AL6005-T5 / SUS 304 ) | 4 | 20
4.6025e+18 | IKPVTP-12 | PV INSTALL KIT TILES PORTRAIT 12/R | Each | Solar PV | INSTALLATION KIT | Active | SLR-CTH-03 | TILE HOOK #03-SLR-CTH-03 ( AL6005-T5 / SUS 304 ) - LANDSCAPE | 24 | 0
4.6025e+18 | IKPVTP-12 | PV INSTALL KIT TILES PORTRAIT 12/R | Each | Solar PV | INSTALLATION KIT | Active | KS-BR1-GC | GROUNDING CLIP | 22 | 110
4.6025e+18 | IKPVTP-12 | PV INSTALL KIT TILES PORTRAIT 12/R | Each | Solar PV | INSTALLATION KIT | Active | EK-D | GROUNDING LUG, HIGH BALLAST | 2 | 0
4.6025e+18 | IKPVTP-2 | PV Install Kit Tiles Portrait 2/R | Each | Solar PV | INSTALLATION KIT | Active | SLR-R02-LIGHT | Rail SLR-R02-Light 5200MM | 1 | 180
4.6025e+18 | IKPVTP-2 | PV Install Kit Tiles Portrait 2/R | Each | Solar PV | INSTALLATION KIT | Active | SLR-MC-30-D | MID CLAMP 30MM SLR-MC-30-D ( AL6005-T5 / SUS 304 ) | 2 | 10
4.6025e+18 | IKPVTP-2 | PV Install Kit Tiles Portrait 2/R | Each | Solar PV | INSTALLATION KIT | Active | SLR-EC-30-D | END CLAMP 30MM SLR-EC-30-D ( AL6005-T5 / SUS 304 ) | 4 | 20
4.6025e+18 | IKPVTP-2 | PV Install Kit Tiles Portrait 2/R | Each | Solar PV | INSTALLATION KIT | Active | KS-BR1-GC | GROUNDING CLIP | 2 | 10
4.6025e+18 | IKPVTP-2 | PV Install Kit Tiles Portrait 2/R | Each | Solar PV | INSTALLATION KIT | Active | SLR-CTH-01 | TILE HOOK #01-SLR-CTH-01 ( AL6005-5 / SUS 304 ) - POTRAIT | 4 | 0
4.6025e+18 | IKPVTP-2 | PV Install Kit Tiles Portrait 2/R | Each | Solar PV | INSTALLATION KIT | Active | HSC-#2(W) | Hex self screw drilling #12 x 2" ( For Wood ) | 8 | 0
4.6025e+18 | IKPVTP-2 | PV Install Kit Tiles Portrait 2/R | Each | Solar PV | INSTALLATION KIT | Active | EK-D | GROUNDING LUG, HIGH BALLAST | 2 | 0
4.6025e+18 | IKPVTP-3 | PV Install Kit Tiles Portrait 3/R | Each | Solar PV | INSTALLATION KIT | Active | SLR-R02-LIGHT | Rail SLR-R02-Light 5200MM | 2 | 360
4.6025e+18 | IKPVTP-3 | PV Install Kit Tiles Portrait 3/R | Each | Solar PV | INSTALLATION KIT | Active | SLR-RS-01-L-D | Rail Splice | 2 | 30
4.6025e+18 | IKPVTP-3 | PV Install Kit Tiles Portrait 3/R | Each | Solar PV | INSTALLATION KIT | Active | SLR-MC-30-D | MID CLAMP 30MM SLR-MC-30-D ( AL6005-T5 / SUS 304 ) | 4 | 20
4.6025e+18 | IKPVTP-3 | PV Install Kit Tiles Portrait 3/R | Each | Solar PV | INSTALLATION KIT | Active | SLR-EC-30-D | END CLAMP 30MM SLR-EC-30-D ( AL6005-T5 / SUS 304 ) | 4 | 20
4.6025e+18 | IKPVTP-3 | PV Install Kit Tiles Portrait 3/R | Each | Solar PV | INSTALLATION KIT | Active | KS-BR1-GC | GROUNDING CLIP | 4 | 20
4.6025e+18 | IKPVTP-3 | PV Install Kit Tiles Portrait 3/R | Each | Solar PV | INSTALLATION KIT | Active | SLR-CTH-01 | TILE HOOK #01-SLR-CTH-01 ( AL6005-5 / SUS 304 ) - POTRAIT | 6 | 0
4.6025e+18 | IKPVTP-3 | PV Install Kit Tiles Portrait 3/R | Each | Solar PV | INSTALLATION KIT | Active | HSC-#2(W) | Hex self screw drilling #12 x 2" ( For Wood ) | 12 | 0
4.6025e+18 | IKPVTP-3 | PV Install Kit Tiles Portrait 3/R | Each | Solar PV | INSTALLATION KIT | Active | EK-D | GROUNDING LUG, HIGH BALLAST | 2 | 0
4.6025e+18 | IKPVTP-4 | PV Install Kit Tiles Portrait 4/R | Each | Solar PV | INSTALLATION KIT | Active | SLR-R02-LIGHT | Rail SLR-R02-Light 5200MM | 2 | 360
4.6025e+18 | IKPVTP-4 | PV Install Kit Tiles Portrait 4/R | Each | Solar PV | INSTALLATION KIT | Active | SLR-RS-01-L-D | Rail Splice | 2 | 30
4.6025e+18 | IKPVTP-4 | PV Install Kit Tiles Portrait 4/R | Each | Solar PV | INSTALLATION KIT | Active | SLR-MC-30-D | MID CLAMP 30MM SLR-MC-30-D ( AL6005-T5 / SUS 304 ) | 6 | 30
4.6025e+18 | IKPVTP-4 | PV Install Kit Tiles Portrait 4/R | Each | Solar PV | INSTALLATION KIT | Active | SLR-EC-30-D | END CLAMP 30MM SLR-EC-30-D ( AL6005-T5 / SUS 304 ) | 4 | 20
4.6025e+18 | IKPVTP-4 | PV Install Kit Tiles Portrait 4/R | Each | Solar PV | INSTALLATION KIT | Active | KS-BR1-GC | GROUNDING CLIP | 6 | 30
4.6025e+18 | IKPVTP-4 | PV Install Kit Tiles Portrait 4/R | Each | Solar PV | INSTALLATION KIT | Active | SLR-CTH-01 | TILE HOOK #01-SLR-CTH-01 ( AL6005-5 / SUS 304 ) - POTRAIT | 8 | 0
4.6025e+18 | IKPVTP-4 | PV Install Kit Tiles Portrait 4/R | Each | Solar PV | INSTALLATION KIT | Active | HSC-#2(W) | Hex self screw drilling #12 x 2" ( For Wood ) | 16 | 0
4.6025e+18 | IKPVTP-4 | PV Install Kit Tiles Portrait 4/R | Each | Solar PV | INSTALLATION KIT | Active | EK-D | GROUNDING LUG, HIGH BALLAST | 2 | 0
4.6025e+18 | IKPVTP-5 | PV Install Kit Tiles Portrait 5/R | Each | Solar PV | INSTALLATION KIT | Active | SLR-R02-LIGHT | Rail SLR-R02-Light 5200MM | 3 | 540
4.6025e+18 | IKPVTP-5 | PV Install Kit Tiles Portrait 5/R | Each | Solar PV | INSTALLATION KIT | Active | SLR-RS-01-L-D | Rail Splice | 4 | 60
4.6025e+18 | IKPVTP-5 | PV Install Kit Tiles Portrait 5/R | Each | Solar PV | INSTALLATION KIT | Active | SLR-MC-30-D | MID CLAMP 30MM SLR-MC-30-D ( AL6005-T5 / SUS 304 ) | 8 | 40
4.6025e+18 | IKPVTP-5 | PV Install Kit Tiles Portrait 5/R | Each | Solar PV | INSTALLATION KIT | Active | SLR-EC-30-D | END CLAMP 30MM SLR-EC-30-D ( AL6005-T5 / SUS 304 ) | 4 | 20
4.6025e+18 | IKPVTP-5 | PV Install Kit Tiles Portrait 5/R | Each | Solar PV | INSTALLATION KIT | Active | KS-BR1-GC | GROUNDING CLIP | 8 | 40
4.6025e+18 | IKPVTP-5 | PV Install Kit Tiles Portrait 5/R | Each | Solar PV | INSTALLATION KIT | Active | SLR-CTH-01 | TILE HOOK #01-SLR-CTH-01 ( AL6005-5 / SUS 304 ) - POTRAIT | 10 | 0
4.6025e+18 | IKPVTP-5 | PV Install Kit Tiles Portrait 5/R | Each | Solar PV | INSTALLATION KIT | Active | HSC-#2(W) | Hex self screw drilling #12 x 2" ( For Wood ) | 20 | 0
4.6025e+18 | IKPVTP-5 | PV Install Kit Tiles Portrait 5/R | Each | Solar PV | INSTALLATION KIT | Active | EK-D | GROUNDING LUG, HIGH BALLAST | 2 | 0
4.6025e+18 | IKPVTP-6 | PV Install Kit Tiles Portrait 6/R | Each | Solar PV | INSTALLATION KIT | Active | SLR-R02-LIGHT | Rail SLR-R02-Light 5200MM | 3 | 540
4.6025e+18 | IKPVTP-6 | PV Install Kit Tiles Portrait 6/R | Each | Solar PV | INSTALLATION KIT | Active | SLR-RS-01-L-D | Rail Splice | 4 | 60
4.6025e+18 | IKPVTP-6 | PV Install Kit Tiles Portrait 6/R | Each | Solar PV | INSTALLATION KIT | Active | SLR-MC-30-D | MID CLAMP 30MM SLR-MC-30-D ( AL6005-T5 / SUS 304 ) | 10 | 50
4.6025e+18 | IKPVTP-6 | PV Install Kit Tiles Portrait 6/R | Each | Solar PV | INSTALLATION KIT | Active | SLR-EC-30-D | END CLAMP 30MM SLR-EC-30-D ( AL6005-T5 / SUS 304 ) | 4 | 20
4.6025e+18 | IKPVTP-6 | PV Install Kit Tiles Portrait 6/R | Each | Solar PV | INSTALLATION KIT | Active | KS-BR1-GC | GROUNDING CLIP | 10 | 50
4.6025e+18 | IKPVTP-6 | PV Install Kit Tiles Portrait 6/R | Each | Solar PV | INSTALLATION KIT | Active | SLR-CTH-01 | TILE HOOK #01-SLR-CTH-01 ( AL6005-5 / SUS 304 ) - POTRAIT | 12 | 0
4.6025e+18 | IKPVTP-6 | PV Install Kit Tiles Portrait 6/R | Each | Solar PV | INSTALLATION KIT | Active | HSC-#2(W) | Hex self screw drilling #12 x 2" ( For Wood ) | 24 | 0
4.6025e+18 | IKPVTP-6 | PV Install Kit Tiles Portrait 6/R | Each | Solar PV | INSTALLATION KIT | Active | EK-D | GROUNDING LUG, HIGH BALLAST | 2 | 0
4.6025e+18 | IKPVTP-7 | PV Install Kit Tiles Portrait 7/R | Each | Solar PV | INSTALLATION KIT | Active | SLR-R02-LIGHT | Rail SLR-R02-Light 5200MM | 4 | 720
4.6025e+18 | IKPVTP-7 | PV Install Kit Tiles Portrait 7/R | Each | Solar PV | INSTALLATION KIT | Active | SLR-RS-01-L-D | Rail Splice | 6 | 90
4.6025e+18 | IKPVTP-7 | PV Install Kit Tiles Portrait 7/R | Each | Solar PV | INSTALLATION KIT | Active | SLR-MC-30-D | MID CLAMP 30MM SLR-MC-30-D ( AL6005-T5 / SUS 304 ) | 12 | 60
4.6025e+18 | IKPVTP-7 | PV Install Kit Tiles Portrait 7/R | Each | Solar PV | INSTALLATION KIT | Active | SLR-EC-30-D | END CLAMP 30MM SLR-EC-30-D ( AL6005-T5 / SUS 304 ) | 4 | 20
4.6025e+18 | IKPVTP-7 | PV Install Kit Tiles Portrait 7/R | Each | Solar PV | INSTALLATION KIT | Active | KS-BR1-GC | GROUNDING CLIP | 12 | 60
4.6025e+18 | IKPVTP-7 | PV Install Kit Tiles Portrait 7/R | Each | Solar PV | INSTALLATION KIT | Active | SLR-CTH-01 | TILE HOOK #01-SLR-CTH-01 ( AL6005-5 / SUS 304 ) - POTRAIT | 14 | 0
4.6025e+18 | IKPVTP-7 | PV Install Kit Tiles Portrait 7/R | Each | Solar PV | INSTALLATION KIT | Active | HSC-#2(W) | Hex self screw drilling #12 x 2" ( For Wood ) | 28 | 0
4.6025e+18 | IKPVTP-7 | PV Install Kit Tiles Portrait 7/R | Each | Solar PV | INSTALLATION KIT | Active | EK-D | GROUNDING LUG, HIGH BALLAST | 2 | 0
4.6025e+18 | IKPVTP-8 | PV Install Kit Tiles Portrait 8/R | Each | Solar PV | INSTALLATION KIT | Active | SLR-R02-LIGHT | Rail SLR-R02-Light 5200MM | 4 | 720
4.6025e+18 | IKPVTP-8 | PV Install Kit Tiles Portrait 8/R | Each | Solar PV | INSTALLATION KIT | Active | SLR-RS-01-L-D | Rail Splice | 6 | 90
4.6025e+18 | IKPVTP-8 | PV Install Kit Tiles Portrait 8/R | Each | Solar PV | INSTALLATION KIT | Active | SLR-MC-30-D | MID CLAMP 30MM SLR-MC-30-D ( AL6005-T5 / SUS 304 ) | 14 | 70
4.6025e+18 | IKPVTP-8 | PV Install Kit Tiles Portrait 8/R | Each | Solar PV | INSTALLATION KIT | Active | SLR-EC-30-D | END CLAMP 30MM SLR-EC-30-D ( AL6005-T5 / SUS 304 ) | 4 | 20
4.6025e+18 | IKPVTP-8 | PV Install Kit Tiles Portrait 8/R | Each | Solar PV | INSTALLATION KIT | Active | KS-BR1-GC | GROUNDING CLIP | 14 | 70
4.6025e+18 | IKPVTP-8 | PV Install Kit Tiles Portrait 8/R | Each | Solar PV | INSTALLATION KIT | Active | SLR-CTH-01 | TILE HOOK #01-SLR-CTH-01 ( AL6005-5 / SUS 304 ) - POTRAIT | 16 | 0
4.6025e+18 | IKPVTP-8 | PV Install Kit Tiles Portrait 8/R | Each | Solar PV | INSTALLATION KIT | Active | HSC-#2(W) | Hex self screw drilling #12 x 2" ( For Wood ) | 32 | 0
4.6025e+18 | IKPVTP-8 | PV Install Kit Tiles Portrait 8/R | Each | Solar PV | INSTALLATION KIT | Active | EK-D | GROUNDING LUG, HIGH BALLAST | 2 | 0
4.6025e+18 | PVCB-1 | PV Combiner Box, 63A, 1 Phase, String Inverter | Each | Solar PV | COMBINER BOX PREFAB | Active | DB-2R-28WAYS | Combiner box 2 row 28 - 30 ways | 1 | 55
4.6025e+18 | PVCB-1 | PV Combiner Box, 63A, 1 Phase, String Inverter | Each | Solar PV | COMBINER BOX PREFAB | Active | FPV-63 | DC MCB - 2P 63A 550VDC | 2 | 0
4.6025e+18 | PVCB-1 | PV Combiner Box, 63A, 1 Phase, String Inverter | Each | Solar PV | COMBINER BOX PREFAB | Active | FSP-D40-600 | DC SPD - 2P 600 VDC 20~40KA SPD | 2 | 0
4.6025e+18 | PVCB-1 | PV Combiner Box, 63A, 1 Phase, String Inverter | Each | Solar PV | COMBINER BOX PREFAB | Active | FDS-32B | DC FUSE HOLDER - 20A 1000VDC | 2 | 0
4.6025e+18 | PVCB-1 | PV Combiner Box, 63A, 1 Phase, String Inverter | Each | Solar PV | COMBINER BOX PREFAB | Active | FDS-32 | DC Fuse Link - 20A 1000VDC | 2 | 0
4.6025e+18 | PVCB-1 | PV Combiner Box, 63A, 1 Phase, String Inverter | Each | Solar PV | COMBINER BOX PREFAB | Active | FE7-63-2P | AC MCB - 2P, 63A | 1 | 0
4.6025e+18 | PVCB-1 | PV Combiner Box, 63A, 1 Phase, String Inverter | Each | Solar PV | COMBINER BOX PREFAB | Active | FSP-A40-275 | AC SPD - 2P, 275VAC, 20~40KA | 1 | 0
4.6025e+18 | PVCB-1 | PV Combiner Box, 63A, 1 Phase, String Inverter | Each | Solar PV | COMBINER BOX PREFAB | Active | DDM15SD | ENERGY METER - 1 Phase, 2P, 220V | 1 | 0
4.6025e+18 | PVCB-3 | PV Combiner Box, 63A, 3 Phase, String Inverter | Each | Solar PV | COMBINER BOX PREFAB | Active | DB-2R-28WAYS | Combiner box 2 row 28 - 30 ways | 1 | 55
4.6025e+18 | PVCB-3 | PV Combiner Box, 63A, 3 Phase, String Inverter | Each | Solar PV | COMBINER BOX PREFAB | Active | FPV-63-800 | DC MCB - 2P 63A 800VDC | 2 | 0
4.6025e+18 | PVCB-3 | PV Combiner Box, 63A, 3 Phase, String Inverter | Each | Solar PV | COMBINER BOX PREFAB | Active | FSP-D40 | DC SPD - 2P 800 VDC 20~40KA SPD | 2 | 0
4.6025e+18 | PVCB-3 | PV Combiner Box, 63A, 3 Phase, String Inverter | Each | Solar PV | COMBINER BOX PREFAB | Active | FDS-32B | DC FUSE HOLDER - 20A 1000VDC | 2 | 0
4.6025e+18 | PVCB-3 | PV Combiner Box, 63A, 3 Phase, String Inverter | Each | Solar PV | COMBINER BOX PREFAB | Active | FDS-32 | DC Fuse Link - 20A 1000VDC | 2 | 0
4.6025e+18 | PVCB-3 | PV Combiner Box, 63A, 3 Phase, String Inverter | Each | Solar PV | COMBINER BOX PREFAB | Active | FE7-63 | AC MCB - 4P, 63A | 1 | 0
4.6025e+18 | PVCB-3 | PV Combiner Box, 63A, 3 Phase, String Inverter | Each | Solar PV | COMBINER BOX PREFAB | Active | FSP-A40 | AC SPD - 4P, 420VAC, 20~40KA | 1 | 0
4.6025e+18 | PVCB-3 | PV Combiner Box, 63A, 3 Phase, String Inverter | Each | Solar PV | COMBINER BOX PREFAB | Active | DTM024 | ENERGY METER - 3 Phase, 4P, 3X230V/400V | 1 | 0
4.6025e+18 | PVCBMI-1 | PV Combiner Box, 63A, 1 Phase, Micro Inverter | Each | Solar PV | COMBINER BOX PREFAB | Active | SKU-Box-01 | Combiner Box - 1 Row 12.5way | 1 | 0
4.6025e+18 | PVCBMI-1 | PV Combiner Box, 63A, 1 Phase, Micro Inverter | Each | Solar PV | COMBINER BOX PREFAB | Active | FE7-63-2P | AC MCB - 2P, 63A | 1 | 0
4.6025e+18 | PVCBMI-1 | PV Combiner Box, 63A, 1 Phase, Micro Inverter | Each | Solar PV | COMBINER BOX PREFAB | Active | FSP-A40-275 | AC SPD - 2P, 275VAC, 20~40KA | 1 | 0
4.6025e+18 | PVCBMI-1 | PV Combiner Box, 63A, 1 Phase, Micro Inverter | Each | Solar PV | COMBINER BOX PREFAB | Active | DDM15SD | ENERGY METER - 1 Phase, 2P, 220V | 1 | 0
4.6025e+18 | PVCBMI-3 | PV Combiner Box, 63A, 3 Phase, Micro Inverter | Each | Solar PV | COMBINER BOX PREFAB | Active | SKU-Box-01 | Combiner Box - 1 Row 12.5way | 1 | 0
4.6025e+18 | PVCBMI-3 | PV Combiner Box, 63A, 3 Phase, Micro Inverter | Each | Solar PV | COMBINER BOX PREFAB | Active | FE7-63 | AC MCB - 4P, 63A | 1 | 0
4.6025e+18 | PVCBMI-3 | PV Combiner Box, 63A, 3 Phase, Micro Inverter | Each | Solar PV | COMBINER BOX PREFAB | Active | FSP-A40 | AC SPD - 4P, 420VAC, 20~40KA | 1 | 0
4.6025e+18 | PVCBMI-3 | PV Combiner Box, 63A, 3 Phase, Micro Inverter | Each | Solar PV | COMBINER BOX PREFAB | Active | DTM024 | ENERGY METER - 3 Phase, 4P, 3X230V/400V | 1 | 0
4.6025e+18 | IKPVLBL-5 | PV INSTALL KIT CONCRETE LOW LANDSCAPE 5/R | Each | Solar PV | INSTALLATION KIT | Active | SLR-R02-LIGHT | Rail SLR-R02-Light 5200MM | 3 | 540
4.6025e+18 | IKPVLBL-5 | PV INSTALL KIT CONCRETE LOW LANDSCAPE 5/R | Each | Solar PV | INSTALLATION KIT | Active | SLR-RS-01-L-D | Rail Splice | 4 | 60
4.6025e+18 | IKPVLBL-5 | PV INSTALL KIT CONCRETE LOW LANDSCAPE 5/R | Each | Solar PV | INSTALLATION KIT | Active | SLR-MC-30-D | MID CLAMP 30MM SLR-MC-30-D ( AL6005-T5 / SUS 304 ) | 8 | 40
4.6025e+18 | IKPVLBL-5 | PV INSTALL KIT CONCRETE LOW LANDSCAPE 5/R | Each | Solar PV | INSTALLATION KIT | Active | SLR-EC-30-D | END CLAMP 30MM SLR-EC-30-D ( AL6005-T5 / SUS 304 ) | 4 | 20
4.6025e+18 | IKPVLBL-5 | PV INSTALL KIT CONCRETE LOW LANDSCAPE 5/R | Each | Solar PV | INSTALLATION KIT | Active | KS-BR1-GC | GROUNDING CLIP | 8 | 40
4.6025e+18 | IKPVLBL-5 | PV INSTALL KIT CONCRETE LOW LANDSCAPE 5/R | Each | Solar PV | INSTALLATION KIT | Active | EK-D | GROUNDING LUG, HIGH BALLAST | 2 | 0
4.6025e+18 | IKPVLBL-5 | PV INSTALL KIT CONCRETE LOW LANDSCAPE 5/R | Each | Solar PV | INSTALLATION KIT | Active | T-514 | Stump | 24 | 0
4.6025e+18 | IKPVLBL-5 | PV INSTALL KIT CONCRETE LOW LANDSCAPE 5/R | Each | Solar PV | INSTALLATION KIT | Active | R11-6000 | RAIL SLR-R11 6000MM | 4 | 0
4.6025e+18 | IKPVLBL-5 | PV INSTALL KIT CONCRETE LOW LANDSCAPE 5/R | Each | Solar PV | INSTALLATION KIT | Active | RS-03-180 | RAIL JOINER 180MM | 4 | 0
4.6025e+18 | IKPVLBL-5 | PV INSTALL KIT CONCRETE LOW LANDSCAPE 5/R | Each | Solar PV | INSTALLATION KIT | Active | COBE-FE-10-40 | FRONT LEG 10 40MM | 10 | 0
4.6025e+18 | IKPVLBL-5 | PV INSTALL KIT CONCRETE LOW LANDSCAPE 5/R | Each | Solar PV | INSTALLATION KIT | Active | COBE-RE-10-D-267 | REAR LEG 10 267MM | 10 | 0
4.6025e+18 | IKPVLBL-5 | PV INSTALL KIT CONCRETE LOW LANDSCAPE 5/R | Each | Solar PV | INSTALLATION KIT | Active | COB-BN-01-40 | T NUT WITH BOT 40MM | 20 | 0
4.6025e+18 | IKPVLBL-5 | PV INSTALL KIT CONCRETE LOW LANDSCAPE 5/R | Each | Solar PV | INSTALLATION KIT | Active | SLR-BS-MBP-XLM-01 | MIDDLE BALLASTED TRAY | 10 | 0
4.6025e+18 | IKPVLBL-5 | PV INSTALL KIT CONCRETE LOW LANDSCAPE 5/R | Each | Solar PV | INSTALLATION KIT | Active | ST5.5X32-01 | SELF TAPPING SCREW 5.5X32MM | 20 | 0
4.6025e+18 | IKPVLBL-5 | PV INSTALL KIT CONCRETE LOW LANDSCAPE 5/R | Each | Solar PV | INSTALLATION KIT | Active | SLR-EK-D | GROUNDING LUG SLR-EK-D ( AL6005-5 / SUS 304 ) | 2 | 20
4.6025e+18 | IKPVLBL-5 | PV INSTALL KIT CONCRETE LOW LANDSCAPE 5/R | Each | Solar PV | INSTALLATION KIT | Active | XJ-AZ | PV MODULE CABLE CLIP | 10 | 0
4.6025e+18 | D-AP-1P-1K | D-APSYSTEM 1P 1ACC KIT | Each |  |  | Active | SKU-APSP-01 | Single Phase Bus Cable (4mm2, H07,2.4m) | 1 | 0
4.6025e+18 | D-AP-1P-1K | D-APSYSTEM 1P 1ACC KIT | Each |  |  | Active | AP-WEC-01 | 3/4-wire Bus Cable End Cap | 1 | 50
4.6025e+18 | D-AP-1P-1K | D-APSYSTEM 1P 1ACC KIT | Each |  |  | Active | SKU-APAC-02 | AC Connector (3core, two seals, male) | 1 | 50
4.6025e+18 | D-AP-1P-1K | D-APSYSTEM 1P 1ACC KIT | Each |  |  | Active | SKU-APAC-03 | AC Connector (3core, two seals, female) | 1 | 50
4.6025e+18 | D-AP-1P-1K | D-APSYSTEM 1P 1ACC KIT | Each |  |  | Active | ECU-R | APsystems Energy Communication Unit R | 1 | 905
4.6025e+18 | D-AP-1P-2K | D-APSYSTEM 1P 2ACC KIT | Each |  |  | Active | SKU-APSP-01 | Single Phase Bus Cable (4mm2, H07,2.4m) | 1 | 0
4.6025e+18 | D-AP-1P-2K | D-APSYSTEM 1P 2ACC KIT | Each |  |  | Active | AP-WEC-01 | 3/4-wire Bus Cable End Cap | 1 | 50
4.6025e+18 | D-AP-1P-2K | D-APSYSTEM 1P 2ACC KIT | Each |  |  | Active | SKU-APAC-02 | AC Connector (3core, two seals, male) | 1 | 50
4.6025e+18 | D-AP-1P-2K | D-APSYSTEM 1P 2ACC KIT | Each |  |  | Active | SKU-APAC-03 | AC Connector (3core, two seals, female) | 1 | 50
4.6025e+18 | D-AP-1P-2K | D-APSYSTEM 1P 2ACC KIT | Each |  |  | Active | ECU-R | APsystems Energy Communication Unit R | 1 | 905
4.6025e+18 | D-AP-1P-4K | D-APSYSTEM 1P 4ACC KIT | Each |  |  | Active | SKU-APSP-01 | Single Phase Bus Cable (4mm2, H07,2.4m) | 1 | 0
4.6025e+18 | D-AP-1P-4K | D-APSYSTEM 1P 4ACC KIT | Each |  |  | Active | AP-WEC-01 | 3/4-wire Bus Cable End Cap | 1 | 50
4.6025e+18 | D-AP-1P-4K | D-APSYSTEM 1P 4ACC KIT | Each |  |  | Active | SKU-APAC-02 | AC Connector (3core, two seals, male) | 1 | 50
4.6025e+18 | D-AP-1P-4K | D-APSYSTEM 1P 4ACC KIT | Each |  |  | Active | SKU-APAC-03 | AC Connector (3core, two seals, female) | 1 | 50
4.6025e+18 | D-AP-1P-4K | D-APSYSTEM 1P 4ACC KIT | Each |  |  | Active | ECU-R | APsystems Energy Communication Unit R | 1 | 905
4.6025e+18 | AP-1P-5K | APSYSTEM 1P 5ACC KIT | Each |  |  | Active | SKU-APSP-01 | Single Phase Bus Cable (4mm2, H07,2.4m) | 1 | 0
4.6025e+18 | AP-1P-5K | APSYSTEM 1P 5ACC KIT | Each |  |  | Active | AP-WEC-01 | 3/4-wire Bus Cable End Cap | 1 | 50
4.6025e+18 | AP-1P-5K | APSYSTEM 1P 5ACC KIT | Each |  |  | Active | SKU-APAC-02 | AC Connector (3core, two seals, male) | 1 | 50
4.6025e+18 | AP-1P-5K | APSYSTEM 1P 5ACC KIT | Each |  |  | Active | SKU-APAC-03 | AC Connector (3core, two seals, female) | 1 | 50
4.6025e+18 | AP-1P-5K | APSYSTEM 1P 5ACC KIT | Each |  |  | Active | ECU-R | APsystems Energy Communication Unit R | 1 | 905
4.6025e+18 | D-AP-3P-5K | D-APSYSTEM 3P 5ACC KIT | Each |  |  | Active | SKU-APCUT-02 | AP system Bus Cable 3phase 5c (4mm2, H07,2.4m) | 1 | 0
4.6025e+18 | D-AP-3P-5K | D-APSYSTEM 3P 5ACC KIT | Each |  |  | Active | SKU-APBC-03 | AP SYSTEM BUS CABLE 5C END CAP (TWO SEALS) | 1 | 35
4.6025e+18 | D-AP-3P-5K | D-APSYSTEM 3P 5ACC KIT | Each |  |  | Active | SKU-APBTC-01 | AP SYSTEM BUS CABLE 5 WIRE T-CONN CAP | 1 | 25
4.6025e+18 | D-AP-3P-5K | D-APSYSTEM 3P 5ACC KIT | Each |  |  | Active | SKU-APAC-01 | APsystems AC Connector (5C,40A,male) | 1 | 35
4.6025e+18 | D-AP-3P-5K | D-APSYSTEM 3P 5ACC KIT | Each |  |  | Active | AP-AC-5C40AF | APsystems AC Connector (5C 40A, female) | 1 | 0
4.6025e+18 | D-AP-3P-5K | D-APSYSTEM 3P 5ACC KIT | Each |  |  | Active | ECU-R | APsystems Energy Communication Unit R | 1 | 905
4.6025e+18 | D-AP-1P-3K | D-APSYSTEMS 1P 3Acc Kit | Each |  |  | Active | SKU-APSP-01 | Single Phase Bus Cable (4mm2, H07,2.4m) | 3 | 0
4.6025e+18 | D-AP-1P-3K | D-APSYSTEMS 1P 3Acc Kit | Each |  |  | Active | AP-WEC-01 | 3/4-wire Bus Cable End Cap | 1 | 50
4.6025e+18 | D-AP-1P-3K | D-APSYSTEMS 1P 3Acc Kit | Each |  |  | Active | SKU-APAC-02 | AC Connector (3core, two seals, male) | 1 | 50
4.6025e+18 | D-AP-1P-3K | D-APSYSTEMS 1P 3Acc Kit | Each |  |  | Active | SKU-APAC-03 | AC Connector (3core, two seals, female) | 1 | 50
4.6025e+18 | D-AP-1P-3K | D-APSYSTEMS 1P 3Acc Kit | Each |  |  | Active | ECU-R | APsystems Energy Communication Unit R | 1 | 905
4.6025e+18 | D-AP-3P-3K | D-APSYSTEMS 3P 3Acc Kit | Each |  |  | Active | SKU-APCUT-02 | AP system Bus Cable 3phase 5c (4mm2, H07,2.4m) | 3 | 0
4.6025e+18 | D-AP-3P-3K | D-APSYSTEMS 3P 3Acc Kit | Each |  |  | Active | SKU-APBC-03 | AP SYSTEM BUS CABLE 5C END CAP (TWO SEALS) | 1 | 35
4.6025e+18 | D-AP-3P-3K | D-APSYSTEMS 3P 3Acc Kit | Each |  |  | Active | SKU-APBTC-01 | AP SYSTEM BUS CABLE 5 WIRE T-CONN CAP | 1 | 25
4.6025e+18 | D-AP-3P-3K | D-APSYSTEMS 3P 3Acc Kit | Each |  |  | Active | SKU-APAC-01 | APsystems AC Connector (5C,40A,male) | 1 | 35
4.6025e+18 | D-AP-3P-3K | D-APSYSTEMS 3P 3Acc Kit | Each |  |  | Active | AP-AC-5C40AF | APsystems AC Connector (5C 40A, female) | 1 | 0
4.6025e+18 | D-AP-3P-3K | D-APSYSTEMS 3P 3Acc Kit | Each |  |  | Active | ECU-R | APsystems Energy Communication Unit R | 1 | 905
4.6025e+18 | D-AP-3P-4K | D-APSYSTEMS 3P 4Acc Kit | Each |  |  | Active | SKU-APCUT-02 | AP system Bus Cable 3phase 5c (4mm2, H07,2.4m) | 4 | 0
4.6025e+18 | D-AP-3P-4K | D-APSYSTEMS 3P 4Acc Kit | Each |  |  | Active | SKU-APBC-03 | AP SYSTEM BUS CABLE 5C END CAP (TWO SEALS) | 1 | 35
4.6025e+18 | D-AP-3P-4K | D-APSYSTEMS 3P 4Acc Kit | Each |  |  | Active | SKU-APBTC-01 | AP SYSTEM BUS CABLE 5 WIRE T-CONN CAP | 1 | 25
4.6025e+18 | D-AP-3P-4K | D-APSYSTEMS 3P 4Acc Kit | Each |  |  | Active | SKU-APAC-01 | APsystems AC Connector (5C,40A,male) | 1 | 35
4.6025e+18 | D-AP-3P-4K | D-APSYSTEMS 3P 4Acc Kit | Each |  |  | Active | AP-AC-5C40AF | APsystems AC Connector (5C 40A, female) | 1 | 0
4.6025e+18 | D-AP-3P-4K | D-APSYSTEMS 3P 4Acc Kit | Each |  |  | Active | ECU-R | APsystems Energy Communication Unit R | 1 | 905
4.6025e+18 | D-IKPVSL-10 | D-PV Install Kit Shingle Landscape 10/R | Each | Solar PV | INSTALLATION KIT | Active | SLR-R02-LIGHT | Rail SLR-R02-Light 5200MM | 5 | 900
4.6025e+18 | D-IKPVSL-10 | D-PV Install Kit Shingle Landscape 10/R | Each | Solar PV | INSTALLATION KIT | Active | SLR-RS-01-L-D | Rail Splice | 8 | 120
4.6025e+18 | D-IKPVSL-10 | D-PV Install Kit Shingle Landscape 10/R | Each | Solar PV | INSTALLATION KIT | Active | SLR-MC-30-D | MID CLAMP 30MM SLR-MC-30-D ( AL6005-T5 / SUS 304 ) | 18 | 90
4.6025e+18 | D-IKPVSL-10 | D-PV Install Kit Shingle Landscape 10/R | Each | Solar PV | INSTALLATION KIT | Active | SLR-EC-30-D | END CLAMP 30MM SLR-EC-30-D ( AL6005-T5 / SUS 304 ) | 4 | 20
4.6025e+18 | D-IKPVSL-10 | D-PV Install Kit Shingle Landscape 10/R | Each | Solar PV | INSTALLATION KIT | Active | KS-HK-L21-WSD-M10300 | L Feet 21# with Hanger Bolt M10*300 | 24 | 0
4.6025e+18 | D-IKPVSL-10 | D-PV Install Kit Shingle Landscape 10/R | Each | Solar PV | INSTALLATION KIT | Active | KS-BR1-GC | GROUNDING CLIP | 18 | 90
4.6025e+18 | D-IKPVSL-10 | D-PV Install Kit Shingle Landscape 10/R | Each | Solar PV | INSTALLATION KIT | Active | EK-D | GROUNDING LUG, HIGH BALLAST | 2 | 0
4.6025e+18 | PVCBHI-3-2 | PV Combiner Box, 63A, 3P2S, Hybrid Inverter | Each |  |  | Active | DB-2R-28WAYS | Combiner box 2 row 28 - 30 ways | 1 | 55
4.6025e+18 | PVCBHI-3-2 | PV Combiner Box, 63A, 3P2S, Hybrid Inverter | Each |  |  | Active | FPV-63-800 | DC MCB - 2P 63A 800VDC | 2 | 0
4.6025e+18 | PVCBHI-3-2 | PV Combiner Box, 63A, 3P2S, Hybrid Inverter | Each |  |  | Active | FSP-D40 | DC SPD - 2P 800 VDC 20~40KA SPD | 2 | 0
4.6025e+18 | PVCBHI-3-2 | PV Combiner Box, 63A, 3P2S, Hybrid Inverter | Each |  |  | Active | FDS-32B | DC FUSE HOLDER - 20A 1000VDC | 2 | 0
4.6025e+18 | PVCBHI-3-2 | PV Combiner Box, 63A, 3P2S, Hybrid Inverter | Each |  |  | Active | FDS-32 | DC Fuse Link - 20A 1000VDC | 2 | 0
4.6025e+18 | PVCBHI-3-2 | PV Combiner Box, 63A, 3P2S, Hybrid Inverter | Each |  |  | Active | FE7-63 | AC MCB - 4P, 63A | 1 | 0
4.6025e+18 | PVCBHI-3-2 | PV Combiner Box, 63A, 3P2S, Hybrid Inverter | Each |  |  | Active | FSP-A40 | AC SPD - 4P, 420VAC, 20~40KA | 1 | 0
4.6025e+18 | PVCBHI-3-2 | PV Combiner Box, 63A, 3P2S, Hybrid Inverter | Each |  |  | Active | DTM024 | ENERGY METER - 3 Phase, 4P, 3X230V/400V | 1 | 0
4.6025e+18 | IKPVEHI-31-100 | PV Electrical Install Kit, 3 Phase, Hybrid, 2 MPPT, 1-2 Floor | Each |  |  | Active | T-453 | DC CABLE - Fireproof 1C x 4mm^2 (1000 meters / Drum) Black | 100 | 6500
4.6025e+18 | IKPVEHI-31-100 | PV Electrical Install Kit, 3 Phase, Hybrid, 2 MPPT, 1-2 Floor | Each |  |  | Active | AC-WIRE-06-B | AC wire 6mmx100m BLACK | 1 | 565
4.6025e+18 | IKPVEHI-31-100 | PV Electrical Install Kit, 3 Phase, Hybrid, 2 MPPT, 1-2 Floor | Each |  |  | Active | AC-WIRE-6-G | AC WIRE, 6mmx100m, GREEN | 1.5 | 0
4.6025e+18 | IKPVEHI-31-100 | PV Electrical Install Kit, 3 Phase, Hybrid, 2 MPPT, 1-2 Floor | Each |  |  | Active | CO-SD-53 | HDG TRUNKING 2" X 2" X L8' | 8 | 0
4.6025e+18 | IKPVEHI-31-100 | PV Electrical Install Kit, 3 Phase, Hybrid, 2 MPPT, 1-2 Floor | Each |  |  | Active | T-478 | PVC CASING 2" x 2" x 6 FT | 4 | 100
4.6025e+18 | IKPVEHI-31-100 | PV Electrical Install Kit, 3 Phase, Hybrid, 2 MPPT, 1-2 Floor | Each |  |  | Active | FLX-GI-PVC-1" | FLEXIBLE GI CONDUIT PVC COATED 1" X 30M | 1 | 0
4.6025e+18 | IKPVEHI-31-100 | PV Electrical Install Kit, 3 Phase, Hybrid, 2 MPPT, 1-2 Floor | Each |  |  | Active | FLX-PVC-1" | 1" PVC Flex Conduit Black- 20meter | 3 | 150
4.6025e+18 | IKPVEHI-31-100 | PV Electrical Install Kit, 3 Phase, Hybrid, 2 MPPT, 1-2 Floor | Each |  |  | Active | T-463 | Pipe PVC 10FT | 3 | 0
4.6025e+18 | IKPVEHI-31-100 | PV Electrical Install Kit, 3 Phase, Hybrid, 2 MPPT, 1-2 Floor | Each |  |  | Active | T-0028 | SOCKET PVC 1" | 10 | 0
4.6025e+18 | IKPVEHI-31-100 | PV Electrical Install Kit, 3 Phase, Hybrid, 2 MPPT, 1-2 Floor | Each |  |  | Active | T-438 | Female Adaptor PVC 1'' | 2 | 10
4.6025e+18 | IKPVEHI-31-100 | PV Electrical Install Kit, 3 Phase, Hybrid, 2 MPPT, 1-2 Floor | Each |  |  | Active | OK-EC1,0 | CABLE MARKER 0 | 10 | 50
4.6025e+18 | IKPVEHI-31-100 | PV Electrical Install Kit, 3 Phase, Hybrid, 2 MPPT, 1-2 Floor | Each |  |  | Active | OK-EC1,1 | CABLE MARKER 1 | 10 | 50
4.6025e+18 | IKPVEHI-31-100 | PV Electrical Install Kit, 3 Phase, Hybrid, 2 MPPT, 1-2 Floor | Each |  |  | Active | OK-EC1,2 | CABLE MARKER 2 | 10 | 50
4.6025e+18 | IKPVEHI-31-100 | PV Electrical Install Kit, 3 Phase, Hybrid, 2 MPPT, 1-2 Floor | Each |  |  | Active | OK-EC1,P | CABLE MARKER P | 10 | 50
4.6025e+18 | IKPVEHI-31-100 | PV Electrical Install Kit, 3 Phase, Hybrid, 2 MPPT, 1-2 Floor | Each |  |  | Active | OK-EC1,N | CABLE MARKER N | 10 | 50
4.6025e+18 | D-IKPVLBL-2 | D-PV Install Kit Concrete Low Landscape 2/R | Each |  |  | Active | SLR-R02-LIGHT | Rail SLR-R02-Light 5200MM | 1 | 180
4.6025e+18 | D-IKPVLBL-2 | D-PV Install Kit Concrete Low Landscape 2/R | Each |  |  | Active | SLR-MC-30-D | MID CLAMP 30MM SLR-MC-30-D ( AL6005-T5 / SUS 304 ) | 2 | 10
4.6025e+18 | D-IKPVLBL-2 | D-PV Install Kit Concrete Low Landscape 2/R | Each |  |  | Active | SLR-EC-30-D | END CLAMP 30MM SLR-EC-30-D ( AL6005-T5 / SUS 304 ) | 4 | 20
4.6025e+18 | D-IKPVLBL-2 | D-PV Install Kit Concrete Low Landscape 2/R | Each |  |  | Active | KS-BR1-GC | GROUNDING CLIP | 2 | 10
4.6025e+18 | D-IKPVLBL-2 | D-PV Install Kit Concrete Low Landscape 2/R | Each |  |  | Active | EK-D | GROUNDING LUG, HIGH BALLAST | 2 | 0
4.6025e+18 | D-IKPVLBL-2 | D-PV Install Kit Concrete Low Landscape 2/R | Each |  |  | Active | T-514 | Stump | 12 | 0
4.6025e+18 | D-IKPVLBL-2 | D-PV Install Kit Concrete Low Landscape 2/R | Each |  |  | Active | R11-6000 | RAIL SLR-R11 6000MM | 2 | 0
4.6025e+18 | D-IKPVLBL-2 | D-PV Install Kit Concrete Low Landscape 2/R | Each |  |  | Active | RS-03-180 | RAIL JOINER 180MM | 1 | 0
4.6025e+18 | D-IKPVLBL-2 | D-PV Install Kit Concrete Low Landscape 2/R | Each |  |  | Active | COBE-FE-10-40 | FRONT LEG 10 40MM | 4 | 0
4.6025e+18 | D-IKPVLBL-2 | D-PV Install Kit Concrete Low Landscape 2/R | Each |  |  | Active | COBE-RE-10-D-267 | REAR LEG 10 267MM | 4 | 0
4.6025e+18 | D-IKPVLBL-2 | D-PV Install Kit Concrete Low Landscape 2/R | Each |  |  | Active | COB-BN-01-40 | T NUT WITH BOT 40MM | 8 | 0
4.6025e+18 | D-IKPVLBL-2 | D-PV Install Kit Concrete Low Landscape 2/R | Each |  |  | Active | SLR-BS-MBP-XLM-01 | MIDDLE BALLASTED TRAY | 4 | 0
4.6025e+18 | D-IKPVLBL-2 | D-PV Install Kit Concrete Low Landscape 2/R | Each |  |  | Active | ST5.5X32-01 | SELF TAPPING SCREW 5.5X32MM | 8 | 0
4.6025e+18 | D-IKPVLBL-2 | D-PV Install Kit Concrete Low Landscape 2/R | Each |  |  | Active | SLR-EK-D | GROUNDING LUG SLR-EK-D ( AL6005-5 / SUS 304 ) | 2 | 20
4.6025e+18 | D-IKPVLBL-2 | D-PV Install Kit Concrete Low Landscape 2/R | Each |  |  | Active | XJ-AZ | PV MODULE CABLE CLIP | 4 | 0
4.6025e+18 | D-IKPVLBL-4 | D-PV INSTALL KIT CONCRETE LOW LANDSCAPE 4/R | Each |  |  | Active | SLR-R02-LIGHT | Rail SLR-R02-Light 5200MM | 2 | 360
4.6025e+18 | D-IKPVLBL-4 | D-PV INSTALL KIT CONCRETE LOW LANDSCAPE 4/R | Each |  |  | Active | SLR-RS-01-L-D | Rail Splice | 2 | 30
4.6025e+18 | D-IKPVLBL-4 | D-PV INSTALL KIT CONCRETE LOW LANDSCAPE 4/R | Each |  |  | Active | SLR-MC-30-D | MID CLAMP 30MM SLR-MC-30-D ( AL6005-T5 / SUS 304 ) | 6 | 30
4.6025e+18 | D-IKPVLBL-4 | D-PV INSTALL KIT CONCRETE LOW LANDSCAPE 4/R | Each |  |  | Active | SLR-EC-30-D | END CLAMP 30MM SLR-EC-30-D ( AL6005-T5 / SUS 304 ) | 4 | 20
4.6025e+18 | D-IKPVLBL-4 | D-PV INSTALL KIT CONCRETE LOW LANDSCAPE 4/R | Each |  |  | Active | KS-BR1-GC | GROUNDING CLIP | 6 | 30
4.6025e+18 | D-IKPVLBL-4 | D-PV INSTALL KIT CONCRETE LOW LANDSCAPE 4/R | Each |  |  | Active | EK-D | GROUNDING LUG, HIGH BALLAST | 2 | 0
4.6025e+18 | D-IKPVLBL-4 | D-PV INSTALL KIT CONCRETE LOW LANDSCAPE 4/R | Each |  |  | Active | T-514 | Stump | 20 | 0
4.6025e+18 | D-IKPVLBL-4 | D-PV INSTALL KIT CONCRETE LOW LANDSCAPE 4/R | Each |  |  | Active | R11-6000 | RAIL SLR-R11 6000MM | 2 | 0
4.6025e+18 | D-IKPVLBL-4 | D-PV INSTALL KIT CONCRETE LOW LANDSCAPE 4/R | Each |  |  | Active | RS-03-180 | RAIL JOINER 180MM | 2 | 0
4.6025e+18 | D-IKPVLBL-4 | D-PV INSTALL KIT CONCRETE LOW LANDSCAPE 4/R | Each |  |  | Active | COBE-FE-10-40 | FRONT LEG 10 40MM | 8 | 0
4.6025e+18 | D-IKPVLBL-4 | D-PV INSTALL KIT CONCRETE LOW LANDSCAPE 4/R | Each |  |  | Active | COBE-RE-10-D-267 | REAR LEG 10 267MM | 8 | 0
4.6025e+18 | D-IKPVLBL-4 | D-PV INSTALL KIT CONCRETE LOW LANDSCAPE 4/R | Each |  |  | Active | COB-BN-01-40 | T NUT WITH BOT 40MM | 16 | 0
4.6025e+18 | D-IKPVLBL-4 | D-PV INSTALL KIT CONCRETE LOW LANDSCAPE 4/R | Each |  |  | Active | SLR-BS-MBP-XLM-01 | MIDDLE BALLASTED TRAY | 8 | 0
4.6025e+18 | D-IKPVLBL-4 | D-PV INSTALL KIT CONCRETE LOW LANDSCAPE 4/R | Each |  |  | Active | ST5.5X32-01 | SELF TAPPING SCREW 5.5X32MM | 16 | 0
4.6025e+18 | D-IKPVLBL-4 | D-PV INSTALL KIT CONCRETE LOW LANDSCAPE 4/R | Each |  |  | Active | SLR-EK-D | GROUNDING LUG SLR-EK-D ( AL6005-5 / SUS 304 ) | 2 | 20
4.6025e+18 | D-IKPVLBL-4 | D-PV INSTALL KIT CONCRETE LOW LANDSCAPE 4/R | Each |  |  | Active | XJ-AZ | PV MODULE CABLE CLIP | 8 | 0
4.6025e+18 | D-IKPVLBL-6 | D-PV INSTALL KIT CONCRETE LOW LANDSCAPE 6/R | Each |  |  | Active | SLR-R02-LIGHT | Rail SLR-R02-Light 5200MM | 3 | 540
4.6025e+18 | D-IKPVLBL-6 | D-PV INSTALL KIT CONCRETE LOW LANDSCAPE 6/R | Each |  |  | Active | SLR-RS-01-L-D | Rail Splice | 4 | 60
4.6025e+18 | D-IKPVLBL-6 | D-PV INSTALL KIT CONCRETE LOW LANDSCAPE 6/R | Each |  |  | Active | SLR-MC-30-D | MID CLAMP 30MM SLR-MC-30-D ( AL6005-T5 / SUS 304 ) | 10 | 50
4.6025e+18 | D-IKPVLBL-6 | D-PV INSTALL KIT CONCRETE LOW LANDSCAPE 6/R | Each |  |  | Active | SLR-EC-30-D | END CLAMP 30MM SLR-EC-30-D ( AL6005-T5 / SUS 304 ) | 4 | 20
4.6025e+18 | D-IKPVLBL-6 | D-PV INSTALL KIT CONCRETE LOW LANDSCAPE 6/R | Each |  |  | Active | KS-BR1-GC | GROUNDING CLIP | 10 | 50
4.6025e+18 | D-IKPVLBL-6 | D-PV INSTALL KIT CONCRETE LOW LANDSCAPE 6/R | Each |  |  | Active | EK-D | GROUNDING LUG, HIGH BALLAST | 2 | 0
4.6025e+18 | D-IKPVLBL-6 | D-PV INSTALL KIT CONCRETE LOW LANDSCAPE 6/R | Each |  |  | Active | T-514 | Stump | 28 | 0
4.6025e+18 | D-IKPVLBL-6 | D-PV INSTALL KIT CONCRETE LOW LANDSCAPE 6/R | Each |  |  | Active | R11-6000 | RAIL SLR-R11 6000MM | 4 | 0
4.6025e+18 | D-IKPVLBL-6 | D-PV INSTALL KIT CONCRETE LOW LANDSCAPE 6/R | Each |  |  | Active | RS-03-180 | RAIL JOINER 180MM | 4 | 0
4.6025e+18 | D-IKPVLBL-6 | D-PV INSTALL KIT CONCRETE LOW LANDSCAPE 6/R | Each |  |  | Active | COBE-FE-10-40 | FRONT LEG 10 40MM | 12 | 0
4.6025e+18 | D-IKPVLBL-6 | D-PV INSTALL KIT CONCRETE LOW LANDSCAPE 6/R | Each |  |  | Active | COBE-RE-10-D-267 | REAR LEG 10 267MM | 12 | 0
4.6025e+18 | D-IKPVLBL-6 | D-PV INSTALL KIT CONCRETE LOW LANDSCAPE 6/R | Each |  |  | Active | COB-BN-01-40 | T NUT WITH BOT 40MM | 24 | 0
4.6025e+18 | D-IKPVLBL-6 | D-PV INSTALL KIT CONCRETE LOW LANDSCAPE 6/R | Each |  |  | Active | SLR-BS-MBP-XLM-01 | MIDDLE BALLASTED TRAY | 12 | 0
4.6025e+18 | D-IKPVLBL-6 | D-PV INSTALL KIT CONCRETE LOW LANDSCAPE 6/R | Each |  |  | Active | ST5.5X32-01 | SELF TAPPING SCREW 5.5X32MM | 24 | 0
4.6025e+18 | D-IKPVLBL-6 | D-PV INSTALL KIT CONCRETE LOW LANDSCAPE 6/R | Each |  |  | Active | SLR-EK-D | GROUNDING LUG SLR-EK-D ( AL6005-5 / SUS 304 ) | 2 | 20
4.6025e+18 | D-IKPVLBL-6 | D-PV INSTALL KIT CONCRETE LOW LANDSCAPE 6/R | Each |  |  | Active | XJ-AZ | PV MODULE CABLE CLIP | 12 | 0
4.6025e+18 | D-IKPVLBL-7 | D-PV INSTALL KIT CONCRETE LOW LANDSCAPE 7/R | Each |  |  | Active | SLR-R02-LIGHT | Rail SLR-R02-Light 5200MM | 4 | 720
4.6025e+18 | D-IKPVLBL-7 | D-PV INSTALL KIT CONCRETE LOW LANDSCAPE 7/R | Each |  |  | Active | SLR-RS-01-L-D | Rail Splice | 6 | 90
4.6025e+18 | D-IKPVLBL-7 | D-PV INSTALL KIT CONCRETE LOW LANDSCAPE 7/R | Each |  |  | Active | SLR-MC-30-D | MID CLAMP 30MM SLR-MC-30-D ( AL6005-T5 / SUS 304 ) | 12 | 60
4.6025e+18 | D-IKPVLBL-7 | D-PV INSTALL KIT CONCRETE LOW LANDSCAPE 7/R | Each |  |  | Active | SLR-EC-30-D | END CLAMP 30MM SLR-EC-30-D ( AL6005-T5 / SUS 304 ) | 4 | 20
4.6025e+18 | D-IKPVLBL-7 | D-PV INSTALL KIT CONCRETE LOW LANDSCAPE 7/R | Each |  |  | Active | KS-BR1-GC | GROUNDING CLIP | 12 | 60
4.6025e+18 | D-IKPVLBL-7 | D-PV INSTALL KIT CONCRETE LOW LANDSCAPE 7/R | Each |  |  | Active | EK-D | GROUNDING LUG, HIGH BALLAST | 2 | 0
4.6025e+18 | D-IKPVLBL-7 | D-PV INSTALL KIT CONCRETE LOW LANDSCAPE 7/R | Each |  |  | Active | T-514 | Stump | 32 | 0
4.6025e+18 | D-IKPVLBL-7 | D-PV INSTALL KIT CONCRETE LOW LANDSCAPE 7/R | Each |  |  | Active | R11-6000 | RAIL SLR-R11 6000MM | 4 | 0
4.6025e+18 | D-IKPVLBL-7 | D-PV INSTALL KIT CONCRETE LOW LANDSCAPE 7/R | Each |  |  | Active | RS-03-180 | RAIL JOINER 180MM | 4 | 0
4.6025e+18 | D-IKPVLBL-7 | D-PV INSTALL KIT CONCRETE LOW LANDSCAPE 7/R | Each |  |  | Active | COBE-FE-10-40 | FRONT LEG 10 40MM | 14 | 0
4.6025e+18 | D-IKPVLBL-7 | D-PV INSTALL KIT CONCRETE LOW LANDSCAPE 7/R | Each |  |  | Active | COBE-RE-10-D-267 | REAR LEG 10 267MM | 14 | 0
4.6025e+18 | D-IKPVLBL-7 | D-PV INSTALL KIT CONCRETE LOW LANDSCAPE 7/R | Each |  |  | Active | COB-BN-01-40 | T NUT WITH BOT 40MM | 28 | 0
4.6025e+18 | D-IKPVLBL-7 | D-PV INSTALL KIT CONCRETE LOW LANDSCAPE 7/R | Each |  |  | Active | SLR-BS-MBP-XLM-01 | MIDDLE BALLASTED TRAY | 14 | 0
4.6025e+18 | D-IKPVLBL-7 | D-PV INSTALL KIT CONCRETE LOW LANDSCAPE 7/R | Each |  |  | Active | ST5.5X32-01 | SELF TAPPING SCREW 5.5X32MM | 28 | 0
4.6025e+18 | D-IKPVLBL-7 | D-PV INSTALL KIT CONCRETE LOW LANDSCAPE 7/R | Each |  |  | Active | SLR-EK-D | GROUNDING LUG SLR-EK-D ( AL6005-5 / SUS 304 ) | 2 | 20
4.6025e+18 | D-IKPVLBL-7 | D-PV INSTALL KIT CONCRETE LOW LANDSCAPE 7/R | Each |  |  | Active | XJ-AZ | PV MODULE CABLE CLIP | 14 | 0
4.6025e+18 | D-IKPVLBL-8 | D-PV INSTALL KIT CONCRETE LOW LANDSCAPE 8/R | Each |  |  | Active | SLR-R02-LIGHT | Rail SLR-R02-Light 5200MM | 4 | 720
4.6025e+18 | D-IKPVLBL-8 | D-PV INSTALL KIT CONCRETE LOW LANDSCAPE 8/R | Each |  |  | Active | SLR-RS-01-L-D | Rail Splice | 6 | 90
4.6025e+18 | D-IKPVLBL-8 | D-PV INSTALL KIT CONCRETE LOW LANDSCAPE 8/R | Each |  |  | Active | SLR-MC-30-D | MID CLAMP 30MM SLR-MC-30-D ( AL6005-T5 / SUS 304 ) | 14 | 70
4.6025e+18 | D-IKPVLBL-8 | D-PV INSTALL KIT CONCRETE LOW LANDSCAPE 8/R | Each |  |  | Active | SLR-EC-30-D | END CLAMP 30MM SLR-EC-30-D ( AL6005-T5 / SUS 304 ) | 4 | 20
4.6025e+18 | D-IKPVLBL-8 | D-PV INSTALL KIT CONCRETE LOW LANDSCAPE 8/R | Each |  |  | Active | KS-BR1-GC | GROUNDING CLIP | 14 | 70
4.6025e+18 | D-IKPVLBL-8 | D-PV INSTALL KIT CONCRETE LOW LANDSCAPE 8/R | Each |  |  | Active | EK-D | GROUNDING LUG, HIGH BALLAST | 2 | 0
4.6025e+18 | D-IKPVLBL-8 | D-PV INSTALL KIT CONCRETE LOW LANDSCAPE 8/R | Each |  |  | Active | T-514 | Stump | 36 | 0
4.6025e+18 | D-IKPVLBL-8 | D-PV INSTALL KIT CONCRETE LOW LANDSCAPE 8/R | Each |  |  | Active | R11-6000 | RAIL SLR-R11 6000MM | 4 | 0
4.6025e+18 | D-IKPVLBL-8 | D-PV INSTALL KIT CONCRETE LOW LANDSCAPE 8/R | Each |  |  | Active | RS-03-180 | RAIL JOINER 180MM | 4 | 0
4.6025e+18 | D-IKPVLBL-8 | D-PV INSTALL KIT CONCRETE LOW LANDSCAPE 8/R | Each |  |  | Active | COBE-FE-10-40 | FRONT LEG 10 40MM | 16 | 0
4.6025e+18 | D-IKPVLBL-8 | D-PV INSTALL KIT CONCRETE LOW LANDSCAPE 8/R | Each |  |  | Active | COB-BN-01-40 | T NUT WITH BOT 40MM | 32 | 0
4.6025e+18 | D-IKPVLBL-8 | D-PV INSTALL KIT CONCRETE LOW LANDSCAPE 8/R | Each |  |  | Active | SLR-BS-MBP-XLM-01 | MIDDLE BALLASTED TRAY | 16 | 0
4.6025e+18 | D-IKPVLBL-8 | D-PV INSTALL KIT CONCRETE LOW LANDSCAPE 8/R | Each |  |  | Active | ST5.5X32-01 | SELF TAPPING SCREW 5.5X32MM | 32 | 0
4.6025e+18 | D-IKPVLBL-8 | D-PV INSTALL KIT CONCRETE LOW LANDSCAPE 8/R | Each |  |  | Active | SLR-EK-D | GROUNDING LUG SLR-EK-D ( AL6005-5 / SUS 304 ) | 2 | 20
4.6025e+18 | D-IKPVLBL-8 | D-PV INSTALL KIT CONCRETE LOW LANDSCAPE 8/R | Each |  |  | Active | XJ-AZ | PV MODULE CABLE CLIP | 16 | 0
4.6025e+18 | D-IKPVLBP-2 | D-PV Install Kit Concrete Low Portrait 2/R | Each |  |  | Active | SLR-R02-LIGHT | Rail SLR-R02-Light 5200MM | 3 | 540
4.6025e+18 | D-IKPVLBP-2 | D-PV Install Kit Concrete Low Portrait 2/R | Each |  |  | Active | SLR-MC-30-D | MID CLAMP 30MM SLR-MC-30-D ( AL6005-T5 / SUS 304 ) | 4 | 20
4.6025e+18 | D-IKPVLBP-2 | D-PV Install Kit Concrete Low Portrait 2/R | Each |  |  | Active | SLR-EC-30-D | END CLAMP 30MM SLR-EC-30-D ( AL6005-T5 / SUS 304 ) | 8 | 40
4.6025e+18 | D-IKPVLBP-2 | D-PV Install Kit Concrete Low Portrait 2/R | Each |  |  | Active | KS-BR1-GC | GROUNDING CLIP | 2 | 10
4.6025e+18 | D-IKPVLBP-2 | D-PV Install Kit Concrete Low Portrait 2/R | Each |  |  | Active | EK-D | GROUNDING LUG, HIGH BALLAST | 2 | 0
4.6025e+18 | D-IKPVLBP-2 | D-PV Install Kit Concrete Low Portrait 2/R | Each |  |  | Active | T-514 | Stump | 1 | 0
4.6025e+18 | D-IKPVLBP-2 | D-PV Install Kit Concrete Low Portrait 2/R | Each |  |  | Active | SLR-JG-GMTYN-12 | TRIPOD ANGLE BAR 45X45X1400MM | 4 | 0
4.6025e+18 | D-IKPVLBP-2 | D-PV Install Kit Concrete Low Portrait 2/R | Each |  |  | Active | SLR-JG-GMTYN-12-150 | TRIPOD ANGLE BAR 45X45X150MM | 2 | 0
4.6025e+18 | D-IKPVLBP-2 | D-PV Install Kit Concrete Low Portrait 2/R | Each |  |  | Active | SLR-JG-GMTYN-20 | BALLAST SUPPORT BLOCK | 2 | 0
4.6025e+18 | D-IKPVLBP-2 | D-PV Install Kit Concrete Low Portrait 2/R | Each |  |  | Active | SLR-M8X25-04 | CAP SCREW SET | 6 | 0
4.6025e+18 | D-IKPVLBP-2 | D-PV Install Kit Concrete Low Portrait 2/R | Each |  |  | Active | SLR-BR-02-D | RAIL CLAMP 02 | 4 | 0
4.6025e+18 | D-IKPVLBP-2 | D-PV Install Kit Concrete Low Portrait 2/R | Each |  |  | Active | SLR-BS-MBP-XLM-01 | MIDDLE BALLASTED TRAY | 2 | 0
4.6025e+18 | D-IKPVLBP-2 | D-PV Install Kit Concrete Low Portrait 2/R | Each |  |  | Active | ST5.5X19-01 | SELF TAPPING SCREW 5.5X19MM | 4 | 0
4.6025e+18 | D-IKPVLBP-2 | D-PV Install Kit Concrete Low Portrait 2/R | Each |  |  | Active | XJ-AZ | PV MODULE CABLE CLIP | 4 | 0
4.6025e+18 | D-IKPVLBP-5 | D-PV Install Kit Concrete Low Portrait 5/R | Each |  |  | Active | SLR-JG-GMTYN-12 | TRIPOD ANGLE BAR 45X45X1400MM | 10 | 0
4.6025e+18 | D-IKPVLBP-5 | D-PV Install Kit Concrete Low Portrait 5/R | Each |  |  | Active | SLR-JG-GMTYN-12-150 | TRIPOD ANGLE BAR 45X45X150MM | 5 | 0
4.6025e+18 | D-IKPVLBP-5 | D-PV Install Kit Concrete Low Portrait 5/R | Each |  |  | Active | SLR-JG-GMTYN-20 | BALLAST SUPPORT BLOCK | 5 | 0
4.6025e+18 | D-IKPVLBP-5 | D-PV Install Kit Concrete Low Portrait 5/R | Each |  |  | Active | SLR-M8X25-04 | CAP SCREW SET | 15 | 0
4.6025e+18 | D-IKPVLBP-5 | D-PV Install Kit Concrete Low Portrait 5/R | Each |  |  | Active | SLR-R02-LIGHT | Rail SLR-R02-Light 5200MM | 4 | 720
4.6025e+18 | D-IKPVLBP-5 | D-PV Install Kit Concrete Low Portrait 5/R | Each |  |  | Active | SLR-BR-02-D | RAIL CLAMP 02 | 10 | 0
4.6025e+18 | D-IKPVLBP-5 | D-PV Install Kit Concrete Low Portrait 5/R | Each |  |  | Active | SLR-MC-30-D | MID CLAMP 30MM SLR-MC-30-D ( AL6005-T5 / SUS 304 ) | 4 | 20
4.6025e+18 | D-IKPVLBP-5 | D-PV Install Kit Concrete Low Portrait 5/R | Each |  |  | Active | SLR-EC-30-D | END CLAMP 30MM SLR-EC-30-D ( AL6005-T5 / SUS 304 ) | 8 | 40
4.6025e+18 | D-IKPVLBP-5 | D-PV Install Kit Concrete Low Portrait 5/R | Each |  |  | Active | SLR-BS-MBP-XLM-01 | MIDDLE BALLASTED TRAY | 5 | 0
4.6025e+18 | D-IKPVLBP-5 | D-PV Install Kit Concrete Low Portrait 5/R | Each |  |  | Active | ST5.5X19-01 | SELF TAPPING SCREW 5.5X19MM | 10 | 0
4.6025e+18 | D-IKPVLBP-5 | D-PV Install Kit Concrete Low Portrait 5/R | Each |  |  | Active | XJ-AZ | PV MODULE CABLE CLIP | 10 | 0
4.6025e+18 | PVCBHI-1-2 | PV Combiner Box, 63A, 1P2S, Hybrid Inverter | Each | Solar PV | COMBINER BOX PREFAB | Active | DB-2R-28WAYS | Combiner box 2 row 28 - 30 ways | 1 | 55
4.6025e+18 | PVCBHI-1-2 | PV Combiner Box, 63A, 1P2S, Hybrid Inverter | Each | Solar PV | COMBINER BOX PREFAB | Active | FDS-32B | DC FUSE HOLDER - 20A 1000VDC | 2 | 0
4.6025e+18 | PVCBHI-1-2 | PV Combiner Box, 63A, 1P2S, Hybrid Inverter | Each | Solar PV | COMBINER BOX PREFAB | Active | FDS-32 | DC Fuse Link - 20A 1000VDC | 2 | 0
4.6025e+18 | PVCBHI-1-2 | PV Combiner Box, 63A, 1P2S, Hybrid Inverter | Each | Solar PV | COMBINER BOX PREFAB | Active | FE7-63-2P | AC MCB - 2P, 63A | 1 | 0
4.6025e+18 | PVCBHI-1-2 | PV Combiner Box, 63A, 1P2S, Hybrid Inverter | Each | Solar PV | COMBINER BOX PREFAB | Active | FSP-A40-275 | AC SPD - 2P, 275VAC, 20~40KA | 1 | 0
4.6025e+18 | PVCBHI-1-2 | PV Combiner Box, 63A, 1P2S, Hybrid Inverter | Each | Solar PV | COMBINER BOX PREFAB | Active | DDM15SD | ENERGY METER - 1 Phase, 2P, 220V | 1 | 0
4.6025e+18 | PVCBHI-1-2 | PV Combiner Box, 63A, 1P2S, Hybrid Inverter | Each | Solar PV | COMBINER BOX PREFAB | Active | FPV-63-800 | DC MCB - 2P 63A 800VDC | 2 | 0
4.6025e+18 | PVCBHI-1-2 | PV Combiner Box, 63A, 1P2S, Hybrid Inverter | Each | Solar PV | COMBINER BOX PREFAB | Active | FSP-D40 | DC SPD - 2P 800 VDC 20~40KA SPD | 2 | 0
4.6025e+18 | D-IKPVLBP-6 | D-PV Install Kit Concrete Low Portrait 6/R | Each | Solar PV | INSTALLATION KIT | Active | SLR-JG-GMTYN-12 | TRIPOD ANGLE BAR 45X45X1400MM | 12 | 0
4.6025e+18 | D-IKPVLBP-6 | D-PV Install Kit Concrete Low Portrait 6/R | Each | Solar PV | INSTALLATION KIT | Active | SLR-JG-GMTYN-12-150 | TRIPOD ANGLE BAR 45X45X150MM | 6 | 0
4.6025e+18 | D-IKPVLBP-6 | D-PV Install Kit Concrete Low Portrait 6/R | Each | Solar PV | INSTALLATION KIT | Active | SLR-JG-GMTYN-20 | BALLAST SUPPORT BLOCK | 6 | 0
4.6025e+18 | D-IKPVLBP-6 | D-PV Install Kit Concrete Low Portrait 6/R | Each | Solar PV | INSTALLATION KIT | Active | SLR-M8X25-04 | CAP SCREW SET | 18 | 0
4.6025e+18 | D-IKPVLBP-6 | D-PV Install Kit Concrete Low Portrait 6/R | Each | Solar PV | INSTALLATION KIT | Active | SLR-R02-LIGHT | Rail SLR-R02-Light 5200MM | 4 | 720
4.6025e+18 | D-IKPVLBP-6 | D-PV Install Kit Concrete Low Portrait 6/R | Each | Solar PV | INSTALLATION KIT | Active | SLR-BR-02-D | RAIL CLAMP 02 | 12 | 0
4.6025e+18 | D-IKPVLBP-6 | D-PV Install Kit Concrete Low Portrait 6/R | Each | Solar PV | INSTALLATION KIT | Active | SLR-MC-30-D | MID CLAMP 30MM SLR-MC-30-D ( AL6005-T5 / SUS 304 ) | 4 | 20
4.6025e+18 | D-IKPVLBP-6 | D-PV Install Kit Concrete Low Portrait 6/R | Each | Solar PV | INSTALLATION KIT | Active | SLR-EC-30-D | END CLAMP 30MM SLR-EC-30-D ( AL6005-T5 / SUS 304 ) | 10 | 50
4.6025e+18 | D-IKPVLBP-6 | D-PV Install Kit Concrete Low Portrait 6/R | Each | Solar PV | INSTALLATION KIT | Active | SLR-BS-MBP-XLM-01 | MIDDLE BALLASTED TRAY | 6 | 0
4.6025e+18 | D-IKPVLBP-6 | D-PV Install Kit Concrete Low Portrait 6/R | Each | Solar PV | INSTALLATION KIT | Active | ST5.5X19-01 | SELF TAPPING SCREW 5.5X19MM | 12 | 0
4.6025e+18 | D-IKPVLBP-6 | D-PV Install Kit Concrete Low Portrait 6/R | Each | Solar PV | INSTALLATION KIT | Active | XJ-AZ | PV MODULE CABLE CLIP | 12 | 0
4.6025e+18 | D-IKPVLBP-8 | D-PV Install Kit Concrete Low Portrait 8/R | Each | Solar PV | INSTALLATION KIT | Active | SLR-JG-GMTYN-12 | TRIPOD ANGLE BAR 45X45X1400MM | 16 | 0
4.6025e+18 | D-IKPVLBP-8 | D-PV Install Kit Concrete Low Portrait 8/R | Each | Solar PV | INSTALLATION KIT | Active | SLR-JG-GMTYN-12-150 | TRIPOD ANGLE BAR 45X45X150MM | 8 | 0
4.6025e+18 | D-IKPVLBP-8 | D-PV Install Kit Concrete Low Portrait 8/R | Each | Solar PV | INSTALLATION KIT | Active | SLR-JG-GMTYN-20 | BALLAST SUPPORT BLOCK | 8 | 0
4.6025e+18 | D-IKPVLBP-8 | D-PV Install Kit Concrete Low Portrait 8/R | Each | Solar PV | INSTALLATION KIT | Active | SLR-M8X25-04 | CAP SCREW SET | 24 | 0
4.6025e+18 | D-IKPVLBP-8 | D-PV Install Kit Concrete Low Portrait 8/R | Each | Solar PV | INSTALLATION KIT | Active | SLR-R02-LIGHT | Rail SLR-R02-Light 5200MM | 6 | 1080
4.6025e+18 | D-IKPVLBP-8 | D-PV Install Kit Concrete Low Portrait 8/R | Each | Solar PV | INSTALLATION KIT | Active | SLR-BR-02-D | RAIL CLAMP 02 | 16 | 0
4.6025e+18 | D-IKPVLBP-8 | D-PV Install Kit Concrete Low Portrait 8/R | Each | Solar PV | INSTALLATION KIT | Active | SLR-MC-30-D | MID CLAMP 30MM SLR-MC-30-D ( AL6005-T5 / SUS 304 ) | 4 | 20
4.6025e+18 | D-IKPVLBP-8 | D-PV Install Kit Concrete Low Portrait 8/R | Each | Solar PV | INSTALLATION KIT | Active | SLR-EC-30-D | END CLAMP 30MM SLR-EC-30-D ( AL6005-T5 / SUS 304 ) | 14 | 70
4.6025e+18 | D-IKPVLBP-8 | D-PV Install Kit Concrete Low Portrait 8/R | Each | Solar PV | INSTALLATION KIT | Active | SLR-BS-MBP-XLM-01 | MIDDLE BALLASTED TRAY | 8 | 0
4.6025e+18 | D-IKPVLBP-8 | D-PV Install Kit Concrete Low Portrait 8/R | Each | Solar PV | INSTALLATION KIT | Active | ST5.5X19-01 | SELF TAPPING SCREW 5.5X19MM | 16 | 0
4.6025e+18 | D-IKPVLBP-8 | D-PV Install Kit Concrete Low Portrait 8/R | Each | Solar PV | INSTALLATION KIT | Active | XJ-AZ | PV MODULE CABLE CLIP | 16 | 0
4.6025e+18 | D-IKPVKL406L-10 | D-PV INSTALL KIT KLIP-LOK 406 LANDSCAPE 10/R | Each | Solar PV | INSTALLATION KIT | Active | SLR-R02-LIGHT | Rail SLR-R02-Light 5200MM | 5 | 900
4.6025e+18 | D-IKPVKL406L-10 | D-PV INSTALL KIT KLIP-LOK 406 LANDSCAPE 10/R | Each | Solar PV | INSTALLATION KIT | Active | SLR-RS-01-L-D | Rail Splice | 8 | 120
4.6025e+18 | D-IKPVKL406L-10 | D-PV INSTALL KIT KLIP-LOK 406 LANDSCAPE 10/R | Each | Solar PV | INSTALLATION KIT | Active | SLR-MC-30-D | MID CLAMP 30MM SLR-MC-30-D ( AL6005-T5 / SUS 304 ) | 18 | 90
4.6025e+18 | D-IKPVKL406L-10 | D-PV INSTALL KIT KLIP-LOK 406 LANDSCAPE 10/R | Each | Solar PV | INSTALLATION KIT | Active | SLR-EC-30-D | END CLAMP 30MM SLR-EC-30-D ( AL6005-T5 / SUS 304 ) | 4 | 20
4.6025e+18 | D-IKPVKL406L-10 | D-PV INSTALL KIT KLIP-LOK 406 LANDSCAPE 10/R | Each | Solar PV | INSTALLATION KIT | Active | SLR-MRH-32-D | KLIPLOCK #32 UNIVERSAL | 20 | 400
4.6025e+18 | D-IKPVKL406L-10 | D-PV INSTALL KIT KLIP-LOK 406 LANDSCAPE 10/R | Each | Solar PV | INSTALLATION KIT | Active | KS-BR1-GC | GROUNDING CLIP | 18 | 90
4.6025e+18 | D-IKPVKL406L-10 | D-PV INSTALL KIT KLIP-LOK 406 LANDSCAPE 10/R | Each | Solar PV | INSTALLATION KIT | Active | EK-D | GROUNDING LUG, HIGH BALLAST | 2 | 0
4.6025e+18 | D-IKPVKL406L-2 | D-PV Install Kit Klip-Lok 406 Landscape 2/R | Each | Solar PV | INSTALLATION KIT | Active | SLR-R02-LIGHT | Rail SLR-R02-Light 5200MM | 1 | 180
4.6025e+18 | D-IKPVKL406L-2 | D-PV Install Kit Klip-Lok 406 Landscape 2/R | Each | Solar PV | INSTALLATION KIT | Active | SLR-MC-30-D | MID CLAMP 30MM SLR-MC-30-D ( AL6005-T5 / SUS 304 ) | 2 | 10
4.6025e+18 | D-IKPVKL406L-2 | D-PV Install Kit Klip-Lok 406 Landscape 2/R | Each | Solar PV | INSTALLATION KIT | Active | SLR-EC-30-D | END CLAMP 30MM SLR-EC-30-D ( AL6005-T5 / SUS 304 ) | 4 | 20
4.6025e+18 | D-IKPVKL406L-2 | D-PV Install Kit Klip-Lok 406 Landscape 2/R | Each | Solar PV | INSTALLATION KIT | Active | SLR-MRH-32-D | KLIPLOCK #32 UNIVERSAL | 4 | 80
4.6025e+18 | D-IKPVKL406L-2 | D-PV Install Kit Klip-Lok 406 Landscape 2/R | Each | Solar PV | INSTALLATION KIT | Active | KS-BR1-GC | GROUNDING CLIP | 2 | 10
4.6025e+18 | D-IKPVKL406L-2 | D-PV Install Kit Klip-Lok 406 Landscape 2/R | Each | Solar PV | INSTALLATION KIT | Active | EK-D | GROUNDING LUG, HIGH BALLAST | 2 | 0
4.6025e+18 | D-IKPVKL406L-3 | D-PV INSTALL KIT KLIP-LOK 406 LANDSCAPE 3/R | Each | Solar PV | INSTALLATION KIT | Active | SLR-R02-LIGHT | Rail SLR-R02-Light 5200MM | 2 | 360
4.6025e+18 | D-IKPVKL406L-3 | D-PV INSTALL KIT KLIP-LOK 406 LANDSCAPE 3/R | Each | Solar PV | INSTALLATION KIT | Active | SLR-RS-01-L-D | Rail Splice | 2 | 30
4.6025e+18 | D-IKPVKL406L-3 | D-PV INSTALL KIT KLIP-LOK 406 LANDSCAPE 3/R | Each | Solar PV | INSTALLATION KIT | Active | SLR-MC-30-D | MID CLAMP 30MM SLR-MC-30-D ( AL6005-T5 / SUS 304 ) | 4 | 20
4.6025e+18 | D-IKPVKL406L-3 | D-PV INSTALL KIT KLIP-LOK 406 LANDSCAPE 3/R | Each | Solar PV | INSTALLATION KIT | Active | SLR-EC-30-D | END CLAMP 30MM SLR-EC-30-D ( AL6005-T5 / SUS 304 ) | 4 | 20
4.6025e+18 | D-IKPVKL406L-3 | D-PV INSTALL KIT KLIP-LOK 406 LANDSCAPE 3/R | Each | Solar PV | INSTALLATION KIT | Active | SLR-MRH-32-D | KLIPLOCK #32 UNIVERSAL | 6 | 120
4.6025e+18 | D-IKPVKL406L-3 | D-PV INSTALL KIT KLIP-LOK 406 LANDSCAPE 3/R | Each | Solar PV | INSTALLATION KIT | Active | KS-BR1-GC | GROUNDING CLIP | 4 | 20
4.6025e+18 | D-IKPVKL406L-3 | D-PV INSTALL KIT KLIP-LOK 406 LANDSCAPE 3/R | Each | Solar PV | INSTALLATION KIT | Active | EK-D | GROUNDING LUG, HIGH BALLAST | 2 | 0
4.6025e+18 | D-IKPVKL406L-4 | D-PV INSTALL KIT KLIP-LOK 406 LANDSCAPE 4/R | Each | Solar PV | INSTALLATION KIT | Active | SLR-R02-LIGHT | Rail SLR-R02-Light 5200MM | 2 | 360
4.6025e+18 | D-IKPVKL406L-4 | D-PV INSTALL KIT KLIP-LOK 406 LANDSCAPE 4/R | Each | Solar PV | INSTALLATION KIT | Active | SLR-RS-01-L-D | Rail Splice | 2 | 30
4.6025e+18 | D-IKPVKL406L-4 | D-PV INSTALL KIT KLIP-LOK 406 LANDSCAPE 4/R | Each | Solar PV | INSTALLATION KIT | Active | SLR-MC-30-D | MID CLAMP 30MM SLR-MC-30-D ( AL6005-T5 / SUS 304 ) | 6 | 30
4.6025e+18 | D-IKPVKL406L-4 | D-PV INSTALL KIT KLIP-LOK 406 LANDSCAPE 4/R | Each | Solar PV | INSTALLATION KIT | Active | SLR-EC-30-D | END CLAMP 30MM SLR-EC-30-D ( AL6005-T5 / SUS 304 ) | 4 | 20
4.6025e+18 | D-IKPVKL406L-4 | D-PV INSTALL KIT KLIP-LOK 406 LANDSCAPE 4/R | Each | Solar PV | INSTALLATION KIT | Active | SLR-MRH-32-D | KLIPLOCK #32 UNIVERSAL | 8 | 160
4.6025e+18 | D-IKPVKL406L-4 | D-PV INSTALL KIT KLIP-LOK 406 LANDSCAPE 4/R | Each | Solar PV | INSTALLATION KIT | Active | KS-BR1-GC | GROUNDING CLIP | 6 | 30
4.6025e+18 | D-IKPVKL406L-4 | D-PV INSTALL KIT KLIP-LOK 406 LANDSCAPE 4/R | Each | Solar PV | INSTALLATION KIT | Active | EK-D | GROUNDING LUG, HIGH BALLAST | 2 | 0
4.6025e+18 | D-IKPVKL406L-5 | D-PV INSTALL KIT KLIP-LOK 406 LANDSCAPE 5/R | Each | Solar PV | INSTALLATION KIT | Active | SLR-R02-LIGHT | Rail SLR-R02-Light 5200MM | 3 | 540
4.6025e+18 | D-IKPVKL406L-5 | D-PV INSTALL KIT KLIP-LOK 406 LANDSCAPE 5/R | Each | Solar PV | INSTALLATION KIT | Active | SLR-RS-01-L-D | Rail Splice | 4 | 60
4.6025e+18 | D-IKPVKL406L-5 | D-PV INSTALL KIT KLIP-LOK 406 LANDSCAPE 5/R | Each | Solar PV | INSTALLATION KIT | Active | SLR-MC-30-D | MID CLAMP 30MM SLR-MC-30-D ( AL6005-T5 / SUS 304 ) | 8 | 40
4.6025e+18 | D-IKPVKL406L-5 | D-PV INSTALL KIT KLIP-LOK 406 LANDSCAPE 5/R | Each | Solar PV | INSTALLATION KIT | Active | SLR-EC-30-D | END CLAMP 30MM SLR-EC-30-D ( AL6005-T5 / SUS 304 ) | 4 | 20
4.6025e+18 | D-IKPVKL406L-5 | D-PV INSTALL KIT KLIP-LOK 406 LANDSCAPE 5/R | Each | Solar PV | INSTALLATION KIT | Active | SLR-MRH-32-D | KLIPLOCK #32 UNIVERSAL | 10 | 200
4.6025e+18 | D-IKPVKL406L-5 | D-PV INSTALL KIT KLIP-LOK 406 LANDSCAPE 5/R | Each | Solar PV | INSTALLATION KIT | Active | KS-BR1-GC | GROUNDING CLIP | 8 | 40
4.6025e+18 | D-IKPVKL406L-5 | D-PV INSTALL KIT KLIP-LOK 406 LANDSCAPE 5/R | Each | Solar PV | INSTALLATION KIT | Active | EK-D | GROUNDING LUG, HIGH BALLAST | 2 | 0
4.6025e+18 | D-IKPVKL406L-6 | D-PV INSTALL KIT KLIP-LOK 406 LANDSCAPE 6/R | Each | Solar PV | INSTALLATION KIT | Active | SLR-R02-LIGHT | Rail SLR-R02-Light 5200MM | 3 | 540
4.6025e+18 | D-IKPVKL406L-6 | D-PV INSTALL KIT KLIP-LOK 406 LANDSCAPE 6/R | Each | Solar PV | INSTALLATION KIT | Active | SLR-RS-01-L-D | Rail Splice | 4 | 60
4.6025e+18 | D-IKPVKL406L-6 | D-PV INSTALL KIT KLIP-LOK 406 LANDSCAPE 6/R | Each | Solar PV | INSTALLATION KIT | Active | SLR-MC-30-D | MID CLAMP 30MM SLR-MC-30-D ( AL6005-T5 / SUS 304 ) | 10 | 50
4.6025e+18 | D-IKPVKL406L-6 | D-PV INSTALL KIT KLIP-LOK 406 LANDSCAPE 6/R | Each | Solar PV | INSTALLATION KIT | Active | SLR-EC-30-D | END CLAMP 30MM SLR-EC-30-D ( AL6005-T5 / SUS 304 ) | 4 | 20
4.6025e+18 | D-IKPVKL406L-6 | D-PV INSTALL KIT KLIP-LOK 406 LANDSCAPE 6/R | Each | Solar PV | INSTALLATION KIT | Active | SLR-MRH-32-D | KLIPLOCK #32 UNIVERSAL | 12 | 240
4.6025e+18 | D-IKPVKL406L-6 | D-PV INSTALL KIT KLIP-LOK 406 LANDSCAPE 6/R | Each | Solar PV | INSTALLATION KIT | Active | KS-BR1-GC | GROUNDING CLIP | 10 | 50
4.6025e+18 | D-IKPVKL406L-6 | D-PV INSTALL KIT KLIP-LOK 406 LANDSCAPE 6/R | Each | Solar PV | INSTALLATION KIT | Active | EK-D | GROUNDING LUG, HIGH BALLAST | 2 | 0
4.6025e+18 | D-IKPVKL406L-7 | D-PV INSTALL KIT KLIP-LOK 406 LANDSCAPE 7/R | Each | Solar PV | INSTALLATION KIT | Active | SLR-R02-LIGHT | Rail SLR-R02-Light 5200MM | 4 | 720
4.6025e+18 | D-IKPVKL406L-7 | D-PV INSTALL KIT KLIP-LOK 406 LANDSCAPE 7/R | Each | Solar PV | INSTALLATION KIT | Active | SLR-RS-01-L-D | Rail Splice | 6 | 90
4.6025e+18 | D-IKPVKL406L-7 | D-PV INSTALL KIT KLIP-LOK 406 LANDSCAPE 7/R | Each | Solar PV | INSTALLATION KIT | Active | SLR-MC-30-D | MID CLAMP 30MM SLR-MC-30-D ( AL6005-T5 / SUS 304 ) | 12 | 60
4.6025e+18 | D-IKPVKL406L-7 | D-PV INSTALL KIT KLIP-LOK 406 LANDSCAPE 7/R | Each | Solar PV | INSTALLATION KIT | Active | SLR-EC-30-D | END CLAMP 30MM SLR-EC-30-D ( AL6005-T5 / SUS 304 ) | 4 | 20
4.6025e+18 | D-IKPVKL406L-7 | D-PV INSTALL KIT KLIP-LOK 406 LANDSCAPE 7/R | Each | Solar PV | INSTALLATION KIT | Active | SLR-MRH-32-D | KLIPLOCK #32 UNIVERSAL | 14 | 280
4.6025e+18 | D-IKPVKL406L-7 | D-PV INSTALL KIT KLIP-LOK 406 LANDSCAPE 7/R | Each | Solar PV | INSTALLATION KIT | Active | KS-BR1-GC | GROUNDING CLIP | 12 | 60
4.6025e+18 | D-IKPVKL406L-7 | D-PV INSTALL KIT KLIP-LOK 406 LANDSCAPE 7/R | Each | Solar PV | INSTALLATION KIT | Active | EK-D | GROUNDING LUG, HIGH BALLAST | 2 | 0
4.6025e+18 | D-IKPVKL406L-8 | D-PV INSTALL KIT KLIP-LOK 406 LANDSCAPE 8/R | Each | Solar PV | INSTALLATION KIT | Active | SLR-R02-LIGHT | Rail SLR-R02-Light 5200MM | 4 | 720
4.6025e+18 | D-IKPVKL406L-8 | D-PV INSTALL KIT KLIP-LOK 406 LANDSCAPE 8/R | Each | Solar PV | INSTALLATION KIT | Active | SLR-RS-01-L-D | Rail Splice | 6 | 90
4.6025e+18 | D-IKPVKL406L-8 | D-PV INSTALL KIT KLIP-LOK 406 LANDSCAPE 8/R | Each | Solar PV | INSTALLATION KIT | Active | SLR-MC-30-D | MID CLAMP 30MM SLR-MC-30-D ( AL6005-T5 / SUS 304 ) | 14 | 70
4.6025e+18 | D-IKPVKL406L-8 | D-PV INSTALL KIT KLIP-LOK 406 LANDSCAPE 8/R | Each | Solar PV | INSTALLATION KIT | Active | SLR-EC-30-D | END CLAMP 30MM SLR-EC-30-D ( AL6005-T5 / SUS 304 ) | 4 | 20
4.6025e+18 | D-IKPVKL406L-8 | D-PV INSTALL KIT KLIP-LOK 406 LANDSCAPE 8/R | Each | Solar PV | INSTALLATION KIT | Active | SLR-MRH-32-D | KLIPLOCK #32 UNIVERSAL | 16 | 320
4.6025e+18 | D-IKPVKL406L-8 | D-PV INSTALL KIT KLIP-LOK 406 LANDSCAPE 8/R | Each | Solar PV | INSTALLATION KIT | Active | KS-BR1-GC | GROUNDING CLIP | 14 | 70
4.6025e+18 | D-IKPVKL406L-8 | D-PV INSTALL KIT KLIP-LOK 406 LANDSCAPE 8/R | Each | Solar PV | INSTALLATION KIT | Active | EK-D | GROUNDING LUG, HIGH BALLAST | 2 | 0
4.6025e+18 | D-IKPVKL406L-9 | D-PV INSTALL KIT KLIP-LOK 406 LANDSCAPE 9/R | Each | Solar PV | INSTALLATION KIT | Active | SLR-R02-LIGHT | Rail SLR-R02-Light 5200MM | 5 | 900
4.6025e+18 | D-IKPVKL406L-9 | D-PV INSTALL KIT KLIP-LOK 406 LANDSCAPE 9/R | Each | Solar PV | INSTALLATION KIT | Active | SLR-RS-01-L-D | Rail Splice | 8 | 120
4.6025e+18 | D-IKPVKL406L-9 | D-PV INSTALL KIT KLIP-LOK 406 LANDSCAPE 9/R | Each | Solar PV | INSTALLATION KIT | Active | SLR-MC-30-D | MID CLAMP 30MM SLR-MC-30-D ( AL6005-T5 / SUS 304 ) | 16 | 80
4.6025e+18 | D-IKPVKL406L-9 | D-PV INSTALL KIT KLIP-LOK 406 LANDSCAPE 9/R | Each | Solar PV | INSTALLATION KIT | Active | SLR-EC-30-D | END CLAMP 30MM SLR-EC-30-D ( AL6005-T5 / SUS 304 ) | 4 | 20
4.6025e+18 | D-IKPVKL406L-9 | D-PV INSTALL KIT KLIP-LOK 406 LANDSCAPE 9/R | Each | Solar PV | INSTALLATION KIT | Active | SLR-MRH-32-D | KLIPLOCK #32 UNIVERSAL | 18 | 360
4.6025e+18 | D-IKPVKL406L-9 | D-PV INSTALL KIT KLIP-LOK 406 LANDSCAPE 9/R | Each | Solar PV | INSTALLATION KIT | Active | KS-BR1-GC | GROUNDING CLIP | 16 | 80
4.6025e+18 | D-IKPVKL406L-9 | D-PV INSTALL KIT KLIP-LOK 406 LANDSCAPE 9/R | Each | Solar PV | INSTALLATION KIT | Active | EK-D | GROUNDING LUG, HIGH BALLAST | 2 | 0
4.6025e+18 | D-IKPVKL406P-10 | D-PV Install Kit Klip-Lok 406 Portrait 10/R | Each | Solar PV | INSTALLATION KIT | Active | SLR-R02-LIGHT | Rail SLR-R02-Light 5200MM | 5 | 900
4.6025e+18 | D-IKPVKL406P-10 | D-PV Install Kit Klip-Lok 406 Portrait 10/R | Each | Solar PV | INSTALLATION KIT | Active | SLR-RS-01-L-D | Rail Splice | 8 | 120
4.6025e+18 | D-IKPVKL406P-10 | D-PV Install Kit Klip-Lok 406 Portrait 10/R | Each | Solar PV | INSTALLATION KIT | Active | SLR-MC-30-D | MID CLAMP 30MM SLR-MC-30-D ( AL6005-T5 / SUS 304 ) | 18 | 90
4.6025e+18 | D-IKPVKL406P-10 | D-PV Install Kit Klip-Lok 406 Portrait 10/R | Each | Solar PV | INSTALLATION KIT | Active | SLR-EC-30-D | END CLAMP 30MM SLR-EC-30-D ( AL6005-T5 / SUS 304 ) | 4 | 20
4.6025e+18 | D-IKPVKL406P-10 | D-PV Install Kit Klip-Lok 406 Portrait 10/R | Each | Solar PV | INSTALLATION KIT | Active | KS-HK-S08-02 | KLIP-LOK 406 Roof Hook | 20 | 0
4.6025e+18 | D-IKPVKL406P-10 | D-PV Install Kit Klip-Lok 406 Portrait 10/R | Each | Solar PV | INSTALLATION KIT | Active | KS-HK-L21-02 | L Feet 21# with Bolt M8 x 25 and Nut | 20 | 200
4.6025e+18 | D-IKPVKL406P-10 | D-PV Install Kit Klip-Lok 406 Portrait 10/R | Each | Solar PV | INSTALLATION KIT | Active | KS-BR1-GC | GROUNDING CLIP | 18 | 90
4.6025e+18 | D-IKPVKL406P-10 | D-PV Install Kit Klip-Lok 406 Portrait 10/R | Each | Solar PV | INSTALLATION KIT | Active | EK-D | GROUNDING LUG, HIGH BALLAST | 2 | 0
4.6025e+18 | D-IKPVKL406P-4 | D-PV Install Kit Klip-Lok 406 Portrait 4/R | Each | Solar PV | INSTALLATION KIT | Active | SLR-R02-LIGHT | Rail SLR-R02-Light 5200MM | 2 | 360
4.6025e+18 | D-IKPVKL406P-4 | D-PV Install Kit Klip-Lok 406 Portrait 4/R | Each | Solar PV | INSTALLATION KIT | Active | SLR-RS-01-L-D | Rail Splice | 2 | 30
4.6025e+18 | D-IKPVKL406P-4 | D-PV Install Kit Klip-Lok 406 Portrait 4/R | Each | Solar PV | INSTALLATION KIT | Active | SLR-MC-30-D | MID CLAMP 30MM SLR-MC-30-D ( AL6005-T5 / SUS 304 ) | 6 | 30
4.6025e+18 | D-IKPVKL406P-4 | D-PV Install Kit Klip-Lok 406 Portrait 4/R | Each | Solar PV | INSTALLATION KIT | Active | SLR-EC-30-D | END CLAMP 30MM SLR-EC-30-D ( AL6005-T5 / SUS 304 ) | 4 | 20
4.6025e+18 | D-IKPVKL406P-4 | D-PV Install Kit Klip-Lok 406 Portrait 4/R | Each | Solar PV | INSTALLATION KIT | Active | KS-HK-S08-02 | KLIP-LOK 406 Roof Hook | 8 | 0
4.6025e+18 | D-IKPVKL406P-4 | D-PV Install Kit Klip-Lok 406 Portrait 4/R | Each | Solar PV | INSTALLATION KIT | Active | KS-HK-L21-02 | L Feet 21# with Bolt M8 x 25 and Nut | 8 | 80
4.6025e+18 | D-IKPVKL406P-4 | D-PV Install Kit Klip-Lok 406 Portrait 4/R | Each | Solar PV | INSTALLATION KIT | Active | KS-BR1-GC | GROUNDING CLIP | 6 | 30
4.6025e+18 | D-IKPVKL406P-4 | D-PV Install Kit Klip-Lok 406 Portrait 4/R | Each | Solar PV | INSTALLATION KIT | Active | EK-D | GROUNDING LUG, HIGH BALLAST | 2 | 0
4.6025e+18 | D-IKPVKL406P-7 | D-PV INSTALL KIT KLIP-LOK 406 PORTRAIT 7/R | Each | Solar PV | INSTALLATION KIT | Active | SLR-R02-LIGHT | Rail SLR-R02-Light 5200MM | 4 | 720
4.6025e+18 | D-IKPVKL406P-7 | D-PV INSTALL KIT KLIP-LOK 406 PORTRAIT 7/R | Each | Solar PV | INSTALLATION KIT | Active | SLR-RS-01-L-D | Rail Splice | 6 | 90
4.6025e+18 | D-IKPVKL406P-7 | D-PV INSTALL KIT KLIP-LOK 406 PORTRAIT 7/R | Each | Solar PV | INSTALLATION KIT | Active | SLR-MC-30-D | MID CLAMP 30MM SLR-MC-30-D ( AL6005-T5 / SUS 304 ) | 12 | 60
4.6025e+18 | D-IKPVKL406P-7 | D-PV INSTALL KIT KLIP-LOK 406 PORTRAIT 7/R | Each | Solar PV | INSTALLATION KIT | Active | SLR-EC-30-D | END CLAMP 30MM SLR-EC-30-D ( AL6005-T5 / SUS 304 ) | 4 | 20
4.6025e+18 | D-IKPVKL406P-7 | D-PV INSTALL KIT KLIP-LOK 406 PORTRAIT 7/R | Each | Solar PV | INSTALLATION KIT | Active | KS-HK-S08-02 | KLIP-LOK 406 Roof Hook | 14 | 0
4.6025e+18 | D-IKPVKL406P-7 | D-PV INSTALL KIT KLIP-LOK 406 PORTRAIT 7/R | Each | Solar PV | INSTALLATION KIT | Active | KS-HK-L21-02 | L Feet 21# with Bolt M8 x 25 and Nut | 14 | 140
4.6025e+18 | D-IKPVKL406P-7 | D-PV INSTALL KIT KLIP-LOK 406 PORTRAIT 7/R | Each | Solar PV | INSTALLATION KIT | Active | KS-BR1-GC | GROUNDING CLIP | 12 | 60
4.6025e+18 | D-IKPVKL406P-7 | D-PV INSTALL KIT KLIP-LOK 406 PORTRAIT 7/R | Each | Solar PV | INSTALLATION KIT | Active | EK-D | GROUNDING LUG, HIGH BALLAST | 2 | 0
4.6025e+18 | D-IKPVKL406P-8 | D-PV INSTALL KIT KLIP-LOK 406 PORTRAIT 8/R | Each | Solar PV | INSTALLATION KIT | Active | SLR-R02-LIGHT | Rail SLR-R02-Light 5200MM | 4 | 720
4.6025e+18 | D-IKPVKL406P-8 | D-PV INSTALL KIT KLIP-LOK 406 PORTRAIT 8/R | Each | Solar PV | INSTALLATION KIT | Active | SLR-RS-01-L-D | Rail Splice | 6 | 90
4.6025e+18 | D-IKPVKL406P-8 | D-PV INSTALL KIT KLIP-LOK 406 PORTRAIT 8/R | Each | Solar PV | INSTALLATION KIT | Active | SLR-MC-30-D | MID CLAMP 30MM SLR-MC-30-D ( AL6005-T5 / SUS 304 ) | 14 | 70
4.6025e+18 | D-IKPVKL406P-8 | D-PV INSTALL KIT KLIP-LOK 406 PORTRAIT 8/R | Each | Solar PV | INSTALLATION KIT | Active | SLR-EC-30-D | END CLAMP 30MM SLR-EC-30-D ( AL6005-T5 / SUS 304 ) | 4 | 20
4.6025e+18 | D-IKPVKL406P-8 | D-PV INSTALL KIT KLIP-LOK 406 PORTRAIT 8/R | Each | Solar PV | INSTALLATION KIT | Active | KS-HK-S08-02 | KLIP-LOK 406 Roof Hook | 16 | 0
4.6025e+18 | D-IKPVKL406P-8 | D-PV INSTALL KIT KLIP-LOK 406 PORTRAIT 8/R | Each | Solar PV | INSTALLATION KIT | Active | KS-HK-L21-02 | L Feet 21# with Bolt M8 x 25 and Nut | 16 | 160
4.6025e+18 | D-IKPVKL406P-8 | D-PV INSTALL KIT KLIP-LOK 406 PORTRAIT 8/R | Each | Solar PV | INSTALLATION KIT | Active | KS-BR1-GC | GROUNDING CLIP | 14 | 70
4.6025e+18 | D-IKPVKL406P-8 | D-PV INSTALL KIT KLIP-LOK 406 PORTRAIT 8/R | Each | Solar PV | INSTALLATION KIT | Active | EK-D | GROUNDING LUG, HIGH BALLAST | 2 | 0
4.6025e+18 | D-IKPVKL700L-10 | D-PV Install Kit Klip-Lok 700 Landscape 10/R | Each | Solar PV | PV INSTALLATION KIT | Inactive | SLR-R02-LIGHT | Rail SLR-R02-Light 5200MM | 5 | 900
4.6025e+18 | D-IKPVKL700L-10 | D-PV Install Kit Klip-Lok 700 Landscape 10/R | Each | Solar PV | PV INSTALLATION KIT | Inactive | SLR-RS-01-L-D | Rail Splice | 8 | 120
4.6025e+18 | D-IKPVKL700L-10 | D-PV Install Kit Klip-Lok 700 Landscape 10/R | Each | Solar PV | PV INSTALLATION KIT | Inactive | SLR-MC-30-D | MID CLAMP 30MM SLR-MC-30-D ( AL6005-T5 / SUS 304 ) | 18 | 90
4.6025e+18 | D-IKPVKL700L-10 | D-PV Install Kit Klip-Lok 700 Landscape 10/R | Each | Solar PV | PV INSTALLATION KIT | Inactive | SLR-EC-30-D | END CLAMP 30MM SLR-EC-30-D ( AL6005-T5 / SUS 304 ) | 4 | 20
4.6025e+18 | D-IKPVKL700L-10 | D-PV Install Kit Klip-Lok 700 Landscape 10/R | Each | Solar PV | PV INSTALLATION KIT | Inactive | SLR-MRH-32-D | KLIPLOCK #32 UNIVERSAL | 20 | 400
4.6025e+18 | D-IKPVKL700L-10 | D-PV Install Kit Klip-Lok 700 Landscape 10/R | Each | Solar PV | PV INSTALLATION KIT | Inactive | KS-BR1-GC | GROUNDING CLIP | 18 | 90
4.6025e+18 | D-IKPVKL700L-10 | D-PV Install Kit Klip-Lok 700 Landscape 10/R | Each | Solar PV | PV INSTALLATION KIT | Inactive | EK-D | GROUNDING LUG, HIGH BALLAST | 2 | 0
4.6025e+18 | D-IKPVKL700L-8 | D-PV INSTALL KIT KLIP-LOK 700 LANDSCAPE 8/R | Each | Solar PV | PV INSTALLATION KIT | Inactive | SLR-R02-LIGHT | Rail SLR-R02-Light 5200MM | 4 | 720
4.6025e+18 | D-IKPVKL700L-8 | D-PV INSTALL KIT KLIP-LOK 700 LANDSCAPE 8/R | Each | Solar PV | PV INSTALLATION KIT | Inactive | SLR-RS-01-L-D | Rail Splice | 6 | 90
4.6025e+18 | D-IKPVKL700L-8 | D-PV INSTALL KIT KLIP-LOK 700 LANDSCAPE 8/R | Each | Solar PV | PV INSTALLATION KIT | Inactive | SLR-MC-30-D | MID CLAMP 30MM SLR-MC-30-D ( AL6005-T5 / SUS 304 ) | 14 | 70
4.6025e+18 | D-IKPVKL700L-8 | D-PV INSTALL KIT KLIP-LOK 700 LANDSCAPE 8/R | Each | Solar PV | PV INSTALLATION KIT | Inactive | SLR-EC-30-D | END CLAMP 30MM SLR-EC-30-D ( AL6005-T5 / SUS 304 ) | 4 | 20
4.6025e+18 | D-IKPVKL700L-8 | D-PV INSTALL KIT KLIP-LOK 700 LANDSCAPE 8/R | Each | Solar PV | PV INSTALLATION KIT | Inactive | SLR-MRH-32-D | KLIPLOCK #32 UNIVERSAL | 16 | 320
4.6025e+18 | D-IKPVKL700L-8 | D-PV INSTALL KIT KLIP-LOK 700 LANDSCAPE 8/R | Each | Solar PV | PV INSTALLATION KIT | Inactive | KS-BR1-GC | GROUNDING CLIP | 14 | 70
4.6025e+18 | D-IKPVKL700L-8 | D-PV INSTALL KIT KLIP-LOK 700 LANDSCAPE 8/R | Each | Solar PV | PV INSTALLATION KIT | Inactive | EK-D | GROUNDING LUG, HIGH BALLAST | 2 | 0
4.6025e+18 | D-IKPVKL700L-6 | D-PV INSTALL KIT KLIP-LOK 700 LANDSCAPE 6/R | Each | Solar PV | PV INSTALLATION KIT | Inactive | SLR-R02-LIGHT | Rail SLR-R02-Light 5200MM | 3 | 540
4.6025e+18 | D-IKPVKL700L-6 | D-PV INSTALL KIT KLIP-LOK 700 LANDSCAPE 6/R | Each | Solar PV | PV INSTALLATION KIT | Inactive | SLR-RS-01-L-D | Rail Splice | 4 | 60
4.6025e+18 | D-IKPVKL700L-6 | D-PV INSTALL KIT KLIP-LOK 700 LANDSCAPE 6/R | Each | Solar PV | PV INSTALLATION KIT | Inactive | SLR-MC-30-D | MID CLAMP 30MM SLR-MC-30-D ( AL6005-T5 / SUS 304 ) | 10 | 50
4.6025e+18 | D-IKPVKL700L-6 | D-PV INSTALL KIT KLIP-LOK 700 LANDSCAPE 6/R | Each | Solar PV | PV INSTALLATION KIT | Inactive | SLR-EC-30-D | END CLAMP 30MM SLR-EC-30-D ( AL6005-T5 / SUS 304 ) | 4 | 20
4.6025e+18 | D-IKPVKL700L-6 | D-PV INSTALL KIT KLIP-LOK 700 LANDSCAPE 6/R | Each | Solar PV | PV INSTALLATION KIT | Inactive | SLR-MRH-32-D | KLIPLOCK #32 UNIVERSAL | 12 | 240
4.6025e+18 | D-IKPVKL700L-6 | D-PV INSTALL KIT KLIP-LOK 700 LANDSCAPE 6/R | Each | Solar PV | PV INSTALLATION KIT | Inactive | KS-BR1-GC | GROUNDING CLIP | 10 | 50
4.6025e+18 | D-IKPVKL700L-6 | D-PV INSTALL KIT KLIP-LOK 700 LANDSCAPE 6/R | Each | Solar PV | PV INSTALLATION KIT | Inactive | EK-D | GROUNDING LUG, HIGH BALLAST | 2 | 0
4.6025e+18 | D-IKPVSL-3 | D-PV INSTALL KIT SHINGLE LANDSCAPE 3/R | Each | Solar PV | INSTALLATION KIT | Active | SLR-R02-LIGHT | Rail SLR-R02-Light 5200MM | 2 | 360
4.6025e+18 | D-IKPVSL-3 | D-PV INSTALL KIT SHINGLE LANDSCAPE 3/R | Each | Solar PV | INSTALLATION KIT | Active | SLR-RS-01-L-D | Rail Splice | 2 | 30
4.6025e+18 | D-IKPVSL-3 | D-PV INSTALL KIT SHINGLE LANDSCAPE 3/R | Each | Solar PV | INSTALLATION KIT | Active | SLR-MC-30-D | MID CLAMP 30MM SLR-MC-30-D ( AL6005-T5 / SUS 304 ) | 4 | 20
4.6025e+18 | D-IKPVSL-3 | D-PV INSTALL KIT SHINGLE LANDSCAPE 3/R | Each | Solar PV | INSTALLATION KIT | Active | SLR-EC-30-D | END CLAMP 30MM SLR-EC-30-D ( AL6005-T5 / SUS 304 ) | 4 | 20
4.6025e+18 | D-IKPVSL-3 | D-PV INSTALL KIT SHINGLE LANDSCAPE 3/R | Each | Solar PV | INSTALLATION KIT | Active | KS-HK-L21-WSD-M10300 | L Feet 21# with Hanger Bolt M10*300 | 10 | 0
4.6025e+18 | D-IKPVSL-3 | D-PV INSTALL KIT SHINGLE LANDSCAPE 3/R | Each | Solar PV | INSTALLATION KIT | Active | KS-BR1-GC | GROUNDING CLIP | 4 | 20
4.6025e+18 | D-IKPVSL-3 | D-PV INSTALL KIT SHINGLE LANDSCAPE 3/R | Each | Solar PV | INSTALLATION KIT | Active | EK-D | GROUNDING LUG, HIGH BALLAST | 2 | 0
4.6025e+18 | D-IKPVSL-4 | D-PV Install Kit Shingle Landscape 4/R | Each | Solar PV | INSTALLATION KIT | Active | SLR-R02-LIGHT | Rail SLR-R02-Light 5200MM | 2 | 360
4.6025e+18 | D-IKPVSL-4 | D-PV Install Kit Shingle Landscape 4/R | Each | Solar PV | INSTALLATION KIT | Active | SLR-RS-01-L-D | Rail Splice | 2 | 30
4.6025e+18 | D-IKPVSL-4 | D-PV Install Kit Shingle Landscape 4/R | Each | Solar PV | INSTALLATION KIT | Active | SLR-MC-30-D | MID CLAMP 30MM SLR-MC-30-D ( AL6005-T5 / SUS 304 ) | 6 | 30
4.6025e+18 | D-IKPVSL-4 | D-PV Install Kit Shingle Landscape 4/R | Each | Solar PV | INSTALLATION KIT | Active | SLR-EC-30-D | END CLAMP 30MM SLR-EC-30-D ( AL6005-T5 / SUS 304 ) | 4 | 20
4.6025e+18 | D-IKPVSL-4 | D-PV Install Kit Shingle Landscape 4/R | Each | Solar PV | INSTALLATION KIT | Active | KS-HK-L21-WSD-M10300 | L Feet 21# with Hanger Bolt M10*300 | 12 | 0
4.6025e+18 | D-IKPVSL-4 | D-PV Install Kit Shingle Landscape 4/R | Each | Solar PV | INSTALLATION KIT | Active | KS-BR1-GC | GROUNDING CLIP | 6 | 30
4.6025e+18 | D-IKPVSL-4 | D-PV Install Kit Shingle Landscape 4/R | Each | Solar PV | INSTALLATION KIT | Active | EK-D | GROUNDING LUG, HIGH BALLAST | 2 | 0
4.6025e+18 | D-IKPVSL-5 | D-PV INSTALL KIT SHINGLE LANDSCAPE 5/R | Each | Solar PV | INSTALLATION KIT | Active | SLR-R02-LIGHT | Rail SLR-R02-Light 5200MM | 3 | 540
4.6025e+18 | D-IKPVSL-5 | D-PV INSTALL KIT SHINGLE LANDSCAPE 5/R | Each | Solar PV | INSTALLATION KIT | Active | SLR-RS-01-L-D | Rail Splice | 4 | 60
4.6025e+18 | D-IKPVSL-5 | D-PV INSTALL KIT SHINGLE LANDSCAPE 5/R | Each | Solar PV | INSTALLATION KIT | Active | SLR-MC-30-D | MID CLAMP 30MM SLR-MC-30-D ( AL6005-T5 / SUS 304 ) | 8 | 40
4.6025e+18 | D-IKPVSL-5 | D-PV INSTALL KIT SHINGLE LANDSCAPE 5/R | Each | Solar PV | INSTALLATION KIT | Active | SLR-EC-30-D | END CLAMP 30MM SLR-EC-30-D ( AL6005-T5 / SUS 304 ) | 4 | 20
4.6025e+18 | D-IKPVSL-5 | D-PV INSTALL KIT SHINGLE LANDSCAPE 5/R | Each | Solar PV | INSTALLATION KIT | Active | KS-HK-L21-WSD-M10300 | L Feet 21# with Hanger Bolt M10*300 | 14 | 0
4.6025e+18 | D-IKPVSL-5 | D-PV INSTALL KIT SHINGLE LANDSCAPE 5/R | Each | Solar PV | INSTALLATION KIT | Active | KS-BR1-GC | GROUNDING CLIP | 8 | 40
4.6025e+18 | D-IKPVSL-5 | D-PV INSTALL KIT SHINGLE LANDSCAPE 5/R | Each | Solar PV | INSTALLATION KIT | Active | EK-D | GROUNDING LUG, HIGH BALLAST | 2 | 0
4.6025e+18 | D-IKPVSL-6 | D-PV INSTALL KIT SHINGLE LANDSCAPE 6/R | Each | Solar PV | INSTALLATION KIT | Active | SLR-R02-LIGHT | Rail SLR-R02-Light 5200MM | 3 | 540
4.6025e+18 | D-IKPVSL-6 | D-PV INSTALL KIT SHINGLE LANDSCAPE 6/R | Each | Solar PV | INSTALLATION KIT | Active | SLR-RS-01-L-D | Rail Splice | 4 | 60
4.6025e+18 | D-IKPVSL-6 | D-PV INSTALL KIT SHINGLE LANDSCAPE 6/R | Each | Solar PV | INSTALLATION KIT | Active | SLR-MC-30-D | MID CLAMP 30MM SLR-MC-30-D ( AL6005-T5 / SUS 304 ) | 10 | 50
4.6025e+18 | D-IKPVSL-6 | D-PV INSTALL KIT SHINGLE LANDSCAPE 6/R | Each | Solar PV | INSTALLATION KIT | Active | SLR-EC-30-D | END CLAMP 30MM SLR-EC-30-D ( AL6005-T5 / SUS 304 ) | 4 | 20
4.6025e+18 | D-IKPVSL-6 | D-PV INSTALL KIT SHINGLE LANDSCAPE 6/R | Each | Solar PV | INSTALLATION KIT | Active | KS-HK-L21-WSD-M10300 | L Feet 21# with Hanger Bolt M10*300 | 16 | 0
4.6025e+18 | D-IKPVSL-6 | D-PV INSTALL KIT SHINGLE LANDSCAPE 6/R | Each | Solar PV | INSTALLATION KIT | Active | KS-BR1-GC | GROUNDING CLIP | 10 | 50
4.6025e+18 | D-IKPVSL-6 | D-PV INSTALL KIT SHINGLE LANDSCAPE 6/R | Each | Solar PV | INSTALLATION KIT | Active | EK-D | GROUNDING LUG, HIGH BALLAST | 2 | 0
4.6025e+18 | D-IKPVSL-7 | D-PV INSTALL KIT SHINGLE LANDSCAPE 7/R | Each | Solar PV | INSTALLATION KIT | Active | SLR-R02-LIGHT | Rail SLR-R02-Light 5200MM | 4 | 720
4.6025e+18 | D-IKPVSL-7 | D-PV INSTALL KIT SHINGLE LANDSCAPE 7/R | Each | Solar PV | INSTALLATION KIT | Active | SLR-RS-01-L-D | Rail Splice | 6 | 90
4.6025e+18 | D-IKPVSL-7 | D-PV INSTALL KIT SHINGLE LANDSCAPE 7/R | Each | Solar PV | INSTALLATION KIT | Active | SLR-MC-30-D | MID CLAMP 30MM SLR-MC-30-D ( AL6005-T5 / SUS 304 ) | 12 | 60
4.6025e+18 | D-IKPVSL-7 | D-PV INSTALL KIT SHINGLE LANDSCAPE 7/R | Each | Solar PV | INSTALLATION KIT | Active | SLR-EC-30-D | END CLAMP 30MM SLR-EC-30-D ( AL6005-T5 / SUS 304 ) | 4 | 20
4.6025e+18 | D-IKPVSL-7 | D-PV INSTALL KIT SHINGLE LANDSCAPE 7/R | Each | Solar PV | INSTALLATION KIT | Active | KS-HK-L21-WSD-M10300 | L Feet 21# with Hanger Bolt M10*300 | 18 | 0
4.6025e+18 | D-IKPVSL-7 | D-PV INSTALL KIT SHINGLE LANDSCAPE 7/R | Each | Solar PV | INSTALLATION KIT | Active | KS-BR1-GC | GROUNDING CLIP | 12 | 60
4.6025e+18 | D-IKPVSL-7 | D-PV INSTALL KIT SHINGLE LANDSCAPE 7/R | Each | Solar PV | INSTALLATION KIT | Active | EK-D | GROUNDING LUG, HIGH BALLAST | 2 | 0
4.6025e+18 | D-IKPVSL-8 | D-PV INSTALL KIT SHINGLE LANDSCAPE 8/R | Each | Solar PV | INSTALLATION KIT | Active | SLR-R02-LIGHT | Rail SLR-R02-Light 5200MM | 4 | 720
4.6025e+18 | D-IKPVSL-8 | D-PV INSTALL KIT SHINGLE LANDSCAPE 8/R | Each | Solar PV | INSTALLATION KIT | Active | SLR-RS-01-L-D | Rail Splice | 6 | 90
4.6025e+18 | D-IKPVSL-8 | D-PV INSTALL KIT SHINGLE LANDSCAPE 8/R | Each | Solar PV | INSTALLATION KIT | Active | SLR-MC-30-D | MID CLAMP 30MM SLR-MC-30-D ( AL6005-T5 / SUS 304 ) | 14 | 70
4.6025e+18 | D-IKPVSL-8 | D-PV INSTALL KIT SHINGLE LANDSCAPE 8/R | Each | Solar PV | INSTALLATION KIT | Active | SLR-EC-30-D | END CLAMP 30MM SLR-EC-30-D ( AL6005-T5 / SUS 304 ) | 4 | 20
4.6025e+18 | D-IKPVSL-8 | D-PV INSTALL KIT SHINGLE LANDSCAPE 8/R | Each | Solar PV | INSTALLATION KIT | Active | KS-HK-L21-WSD-M10300 | L Feet 21# with Hanger Bolt M10*300 | 20 | 0
4.6025e+18 | D-IKPVSL-8 | D-PV INSTALL KIT SHINGLE LANDSCAPE 8/R | Each | Solar PV | INSTALLATION KIT | Active | KS-BR1-GC | GROUNDING CLIP | 14 | 70
4.6025e+18 | D-IKPVSL-8 | D-PV INSTALL KIT SHINGLE LANDSCAPE 8/R | Each | Solar PV | INSTALLATION KIT | Active | EK-D | GROUNDING LUG, HIGH BALLAST | 2 | 0
4.6025e+18 | D-IKPVSL-9 | D-PV INSTALL KIT SHINGLE LANDSCAPE 9/R | Each | Solar PV | INSTALLATION KIT | Active | SLR-R02-LIGHT | Rail SLR-R02-Light 5200MM | 5 | 900
4.6025e+18 | D-IKPVSL-9 | D-PV INSTALL KIT SHINGLE LANDSCAPE 9/R | Each | Solar PV | INSTALLATION KIT | Active | SLR-RS-01-L-D | Rail Splice | 8 | 120
4.6025e+18 | D-IKPVSL-9 | D-PV INSTALL KIT SHINGLE LANDSCAPE 9/R | Each | Solar PV | INSTALLATION KIT | Active | SLR-MC-30-D | MID CLAMP 30MM SLR-MC-30-D ( AL6005-T5 / SUS 304 ) | 16 | 80
4.6025e+18 | D-IKPVSL-9 | D-PV INSTALL KIT SHINGLE LANDSCAPE 9/R | Each | Solar PV | INSTALLATION KIT | Active | SLR-EC-30-D | END CLAMP 30MM SLR-EC-30-D ( AL6005-T5 / SUS 304 ) | 4 | 20
4.6025e+18 | D-IKPVSL-9 | D-PV INSTALL KIT SHINGLE LANDSCAPE 9/R | Each | Solar PV | INSTALLATION KIT | Active | KS-HK-L21-WSD-M10300 | L Feet 21# with Hanger Bolt M10*300 | 22 | 0
4.6025e+18 | D-IKPVSL-9 | D-PV INSTALL KIT SHINGLE LANDSCAPE 9/R | Each | Solar PV | INSTALLATION KIT | Active | KS-BR1-GC | GROUNDING CLIP | 16 | 80
4.6025e+18 | D-IKPVSL-9 | D-PV INSTALL KIT SHINGLE LANDSCAPE 9/R | Each | Solar PV | INSTALLATION KIT | Active | EK-D | GROUNDING LUG, HIGH BALLAST | 2 | 0
4.6025e+18 | D-IKPVSP-1 | D-PV INSTALL KIT SHINGLE PORTRAIT 1/R | Each | Solar PV | INSTALLATION KIT | Active | SLR-R02-LIGHT | Rail SLR-R02-Light 5200MM | 1 | 180
4.6025e+18 | D-IKPVSP-1 | D-PV INSTALL KIT SHINGLE PORTRAIT 1/R | Each | Solar PV | INSTALLATION KIT | Active | SLR-EC-30-D | END CLAMP 30MM SLR-EC-30-D ( AL6005-T5 / SUS 304 ) | 4 | 20
4.6025e+18 | D-IKPVSP-1 | D-PV INSTALL KIT SHINGLE PORTRAIT 1/R | Each | Solar PV | INSTALLATION KIT | Active | KS-HK-L21-WSD-M10300 | L Feet 21# with Hanger Bolt M10*300 | 4 | 0
4.6025e+18 | D-IKPVSP-1 | D-PV INSTALL KIT SHINGLE PORTRAIT 1/R | Each | Solar PV | INSTALLATION KIT | Active | EK-D | GROUNDING LUG, HIGH BALLAST | 2 | 0
4.6025e+18 | D-IKPVSP-10 | D-PV Install Kit Shingle Portrait 10/R | Each | Solar PV | INSTALLATION KIT | Active | SLR-R02-LIGHT | Rail SLR-R02-Light 5200MM | 5 | 900
4.6025e+18 | D-IKPVSP-10 | D-PV Install Kit Shingle Portrait 10/R | Each | Solar PV | INSTALLATION KIT | Active | SLR-RS-01-L-D | Rail Splice | 8 | 120
4.6025e+18 | D-IKPVSP-10 | D-PV Install Kit Shingle Portrait 10/R | Each | Solar PV | INSTALLATION KIT | Active | SLR-MC-30-D | MID CLAMP 30MM SLR-MC-30-D ( AL6005-T5 / SUS 304 ) | 18 | 90
4.6025e+18 | D-IKPVSP-10 | D-PV Install Kit Shingle Portrait 10/R | Each | Solar PV | INSTALLATION KIT | Active | SLR-EC-30-D | END CLAMP 30MM SLR-EC-30-D ( AL6005-T5 / SUS 304 ) | 4 | 20
4.6025e+18 | D-IKPVSP-10 | D-PV Install Kit Shingle Portrait 10/R | Each | Solar PV | INSTALLATION KIT | Active | KS-HK-L21-WSD-M10300 | L Feet 21# with Hanger Bolt M10*300 | 20 | 0
4.6025e+18 | D-IKPVSP-10 | D-PV Install Kit Shingle Portrait 10/R | Each | Solar PV | INSTALLATION KIT | Active | KS-BR1-GC | GROUNDING CLIP | 18 | 90
4.6025e+18 | D-IKPVSP-10 | D-PV Install Kit Shingle Portrait 10/R | Each | Solar PV | INSTALLATION KIT | Active | EK-D | GROUNDING LUG, HIGH BALLAST | 2 | 0
4.6025e+18 | D-IKPVSP-3 | D-PV Install Kit Shingle Portrait 3/R | Each | Solar PV | INSTALLATION KIT | Active | SLR-R02-LIGHT | Rail SLR-R02-Light 5200MM | 2 | 360
4.6025e+18 | D-IKPVSP-3 | D-PV Install Kit Shingle Portrait 3/R | Each | Solar PV | INSTALLATION KIT | Active | SLR-RS-01-L-D | Rail Splice | 2 | 30
4.6025e+18 | D-IKPVSP-3 | D-PV Install Kit Shingle Portrait 3/R | Each | Solar PV | INSTALLATION KIT | Active | SLR-MC-30-D | MID CLAMP 30MM SLR-MC-30-D ( AL6005-T5 / SUS 304 ) | 4 | 20
4.6025e+18 | D-IKPVSP-3 | D-PV Install Kit Shingle Portrait 3/R | Each | Solar PV | INSTALLATION KIT | Active | SLR-EC-30-D | END CLAMP 30MM SLR-EC-30-D ( AL6005-T5 / SUS 304 ) | 4 | 20
4.6025e+18 | D-IKPVSP-3 | D-PV Install Kit Shingle Portrait 3/R | Each | Solar PV | INSTALLATION KIT | Active | KS-HK-L21-WSD-M10300 | L Feet 21# with Hanger Bolt M10*300 | 6 | 0
4.6025e+18 | D-IKPVSP-3 | D-PV Install Kit Shingle Portrait 3/R | Each | Solar PV | INSTALLATION KIT | Active | KS-BR1-GC | GROUNDING CLIP | 4 | 20
4.6025e+18 | D-IKPVSP-3 | D-PV Install Kit Shingle Portrait 3/R | Each | Solar PV | INSTALLATION KIT | Active | EK-D | GROUNDING LUG, HIGH BALLAST | 2 | 0
4.6025e+18 | D-IKPVSP-5 | D-PV Install Kit Shingle Portrait 5/R | Each | Solar PV | INSTALLATION KIT | Active | SLR-R02-LIGHT | Rail SLR-R02-Light 5200MM | 3 | 540
4.6025e+18 | D-IKPVSP-5 | D-PV Install Kit Shingle Portrait 5/R | Each | Solar PV | INSTALLATION KIT | Active | SLR-RS-01-L-D | Rail Splice | 4 | 60
4.6025e+18 | D-IKPVSP-5 | D-PV Install Kit Shingle Portrait 5/R | Each | Solar PV | INSTALLATION KIT | Active | SLR-MC-30-D | MID CLAMP 30MM SLR-MC-30-D ( AL6005-T5 / SUS 304 ) | 8 | 40
4.6025e+18 | D-IKPVSP-5 | D-PV Install Kit Shingle Portrait 5/R | Each | Solar PV | INSTALLATION KIT | Active | SLR-EC-30-D | END CLAMP 30MM SLR-EC-30-D ( AL6005-T5 / SUS 304 ) | 4 | 20
4.6025e+18 | D-IKPVSP-5 | D-PV Install Kit Shingle Portrait 5/R | Each | Solar PV | INSTALLATION KIT | Active | KS-HK-L21-WSD-M10300 | L Feet 21# with Hanger Bolt M10*300 | 10 | 0
4.6025e+18 | D-IKPVSP-5 | D-PV Install Kit Shingle Portrait 5/R | Each | Solar PV | INSTALLATION KIT | Active | KS-BR1-GC | GROUNDING CLIP | 8 | 40
4.6025e+18 | D-IKPVSP-5 | D-PV Install Kit Shingle Portrait 5/R | Each | Solar PV | INSTALLATION KIT | Active | EK-D | GROUNDING LUG, HIGH BALLAST | 2 | 0
4.6025e+18 | D-IKPVSP-7 | D-PV INSTALL KIT SHINGLE PORTRAIT 7/R | Each | Solar PV | INSTALLATION KIT | Active | SLR-R02-LIGHT | Rail SLR-R02-Light 5200MM | 4 | 720
4.6025e+18 | D-IKPVSP-7 | D-PV INSTALL KIT SHINGLE PORTRAIT 7/R | Each | Solar PV | INSTALLATION KIT | Active | SLR-RS-01-L-D | Rail Splice | 6 | 90
4.6025e+18 | D-IKPVSP-7 | D-PV INSTALL KIT SHINGLE PORTRAIT 7/R | Each | Solar PV | INSTALLATION KIT | Active | SLR-MC-30-D | MID CLAMP 30MM SLR-MC-30-D ( AL6005-T5 / SUS 304 ) | 12 | 60
4.6025e+18 | D-IKPVSP-7 | D-PV INSTALL KIT SHINGLE PORTRAIT 7/R | Each | Solar PV | INSTALLATION KIT | Active | SLR-EC-30-D | END CLAMP 30MM SLR-EC-30-D ( AL6005-T5 / SUS 304 ) | 4 | 20
4.6025e+18 | D-IKPVSP-7 | D-PV INSTALL KIT SHINGLE PORTRAIT 7/R | Each | Solar PV | INSTALLATION KIT | Active | KS-HK-L21-WSD-M10300 | L Feet 21# with Hanger Bolt M10*300 | 14 | 0
4.6025e+18 | D-IKPVSP-7 | D-PV INSTALL KIT SHINGLE PORTRAIT 7/R | Each | Solar PV | INSTALLATION KIT | Active | KS-BR1-GC | GROUNDING CLIP | 12 | 60
4.6025e+18 | D-IKPVSP-7 | D-PV INSTALL KIT SHINGLE PORTRAIT 7/R | Each | Solar PV | INSTALLATION KIT | Active | EK-D | GROUNDING LUG, HIGH BALLAST | 2 | 0
4.6025e+18 | D-IKPVSP-9 | D-PV INSTALL KIT SHINGLE PORTRAIT 9/R | Each | Solar PV | INSTALLATION KIT | Active | SLR-R02-LIGHT | Rail SLR-R02-Light 5200MM | 5 | 900
4.6025e+18 | D-IKPVSP-9 | D-PV INSTALL KIT SHINGLE PORTRAIT 9/R | Each | Solar PV | INSTALLATION KIT | Active | SLR-RS-01-L-D | Rail Splice | 8 | 120
4.6025e+18 | D-IKPVSP-9 | D-PV INSTALL KIT SHINGLE PORTRAIT 9/R | Each | Solar PV | INSTALLATION KIT | Active | SLR-MC-30-D | MID CLAMP 30MM SLR-MC-30-D ( AL6005-T5 / SUS 304 ) | 16 | 80
4.6025e+18 | D-IKPVSP-9 | D-PV INSTALL KIT SHINGLE PORTRAIT 9/R | Each | Solar PV | INSTALLATION KIT | Active | SLR-EC-30-D | END CLAMP 30MM SLR-EC-30-D ( AL6005-T5 / SUS 304 ) | 4 | 20
4.6025e+18 | D-IKPVSP-9 | D-PV INSTALL KIT SHINGLE PORTRAIT 9/R | Each | Solar PV | INSTALLATION KIT | Active | KS-HK-L21-WSD-M10300 | L Feet 21# with Hanger Bolt M10*300 | 18 | 0
4.6025e+18 | D-IKPVSP-9 | D-PV INSTALL KIT SHINGLE PORTRAIT 9/R | Each | Solar PV | INSTALLATION KIT | Active | KS-BR1-GC | GROUNDING CLIP | 16 | 80
4.6025e+18 | D-IKPVSP-9 | D-PV INSTALL KIT SHINGLE PORTRAIT 9/R | Each | Solar PV | INSTALLATION KIT | Active | EK-D | GROUNDING LUG, HIGH BALLAST | 2 | 0
4.6025e+18 | D-IKPVSSL-1 | D-PV INSTALL KIT STANDING SEAM LANDSCAPE 1/R | Each | Solar PV | INSTALLATION KIT | Active | SLR-R02-LIGHT | Rail SLR-R02-Light 5200MM | 1 | 180
4.6025e+18 | D-IKPVSSL-1 | D-PV INSTALL KIT STANDING SEAM LANDSCAPE 1/R | Each | Solar PV | INSTALLATION KIT | Active | SLR-EC-30-D | END CLAMP 30MM SLR-EC-30-D ( AL6005-T5 / SUS 304 ) | 4 | 20
4.6025e+18 | D-IKPVSSL-1 | D-PV INSTALL KIT STANDING SEAM LANDSCAPE 1/R | Each | Solar PV | INSTALLATION KIT | Active | SLR-MRH-32-D | KLIPLOCK #32 UNIVERSAL | 4 | 80
4.6025e+18 | D-IKPVSSL-1 | D-PV INSTALL KIT STANDING SEAM LANDSCAPE 1/R | Each | Solar PV | INSTALLATION KIT | Active | KS-HK-L21-02 | L Feet 21# with Bolt M8 x 25 and Nut | 4 | 40
4.6025e+18 | D-IKPVSSL-1 | D-PV INSTALL KIT STANDING SEAM LANDSCAPE 1/R | Each | Solar PV | INSTALLATION KIT | Active | EK-D | GROUNDING LUG, HIGH BALLAST | 2 | 0
4.6025e+18 | D-IKPVSSL-10 | D-PV INSTALL KIT STANDING SEAM LANDSCAPE 10/R | Each | Solar PV | INSTALLATION KIT | Active | SLR-R02-LIGHT | Rail SLR-R02-Light 5200MM | 5 | 900
4.6025e+18 | D-IKPVSSL-10 | D-PV INSTALL KIT STANDING SEAM LANDSCAPE 10/R | Each | Solar PV | INSTALLATION KIT | Active | SLR-RS-01-L-D | Rail Splice | 8 | 120
4.6025e+18 | D-IKPVSSL-10 | D-PV INSTALL KIT STANDING SEAM LANDSCAPE 10/R | Each | Solar PV | INSTALLATION KIT | Active | SLR-MC-30-D | MID CLAMP 30MM SLR-MC-30-D ( AL6005-T5 / SUS 304 ) | 18 | 90
4.6025e+18 | D-IKPVSSL-10 | D-PV INSTALL KIT STANDING SEAM LANDSCAPE 10/R | Each | Solar PV | INSTALLATION KIT | Active | SLR-EC-30-D | END CLAMP 30MM SLR-EC-30-D ( AL6005-T5 / SUS 304 ) | 4 | 20
4.6025e+18 | D-IKPVSSL-10 | D-PV INSTALL KIT STANDING SEAM LANDSCAPE 10/R | Each | Solar PV | INSTALLATION KIT | Active | SLR-MRH-32-D | KLIPLOCK #32 UNIVERSAL | 20 | 400
4.6025e+18 | D-IKPVSSL-10 | D-PV INSTALL KIT STANDING SEAM LANDSCAPE 10/R | Each | Solar PV | INSTALLATION KIT | Active | KS-HK-L21-02 | L Feet 21# with Bolt M8 x 25 and Nut | 20 | 200
4.6025e+18 | D-IKPVSSL-10 | D-PV INSTALL KIT STANDING SEAM LANDSCAPE 10/R | Each | Solar PV | INSTALLATION KIT | Active | KS-BR1-GC | GROUNDING CLIP | 18 | 90
4.6025e+18 | D-IKPVSSL-10 | D-PV INSTALL KIT STANDING SEAM LANDSCAPE 10/R | Each | Solar PV | INSTALLATION KIT | Active | EK-D | GROUNDING LUG, HIGH BALLAST | 2 | 0
4.6025e+18 | D-IKPVSSL-3 | D-PV INSTALL KIT STANDING SEAM LANDSCAPE 3/R | Each | Solar PV | INSTALLATION KIT | Active | SLR-R02-LIGHT | Rail SLR-R02-Light 5200MM | 2 | 360
4.6025e+18 | D-IKPVSSL-3 | D-PV INSTALL KIT STANDING SEAM LANDSCAPE 3/R | Each | Solar PV | INSTALLATION KIT | Active | SLR-RS-01-L-D | Rail Splice | 2 | 30
4.6025e+18 | D-IKPVSSL-3 | D-PV INSTALL KIT STANDING SEAM LANDSCAPE 3/R | Each | Solar PV | INSTALLATION KIT | Active | SLR-MC-30-D | MID CLAMP 30MM SLR-MC-30-D ( AL6005-T5 / SUS 304 ) | 4 | 20
4.6025e+18 | D-IKPVSSL-3 | D-PV INSTALL KIT STANDING SEAM LANDSCAPE 3/R | Each | Solar PV | INSTALLATION KIT | Active | SLR-EC-30-D | END CLAMP 30MM SLR-EC-30-D ( AL6005-T5 / SUS 304 ) | 4 | 20
4.6025e+18 | D-IKPVSSL-3 | D-PV INSTALL KIT STANDING SEAM LANDSCAPE 3/R | Each | Solar PV | INSTALLATION KIT | Active | SLR-MRH-32-D | KLIPLOCK #32 UNIVERSAL | 6 | 120
4.6025e+18 | D-IKPVSSL-3 | D-PV INSTALL KIT STANDING SEAM LANDSCAPE 3/R | Each | Solar PV | INSTALLATION KIT | Active | KS-HK-L21-02 | L Feet 21# with Bolt M8 x 25 and Nut | 6 | 60
4.6025e+18 | D-IKPVSSL-3 | D-PV INSTALL KIT STANDING SEAM LANDSCAPE 3/R | Each | Solar PV | INSTALLATION KIT | Active | KS-BR1-GC | GROUNDING CLIP | 4 | 20
4.6025e+18 | D-IKPVSSL-3 | D-PV INSTALL KIT STANDING SEAM LANDSCAPE 3/R | Each | Solar PV | INSTALLATION KIT | Active | EK-D | GROUNDING LUG, HIGH BALLAST | 2 | 0
4.6025e+18 | D-IKPVSSL-4 | D-PV INSTALL KIT STANDING SEAM LANDSCAPE 4/R | Each | Solar PV | INSTALLATION KIT | Active | SLR-R02-LIGHT | Rail SLR-R02-Light 5200MM | 2 | 360
4.6025e+18 | D-IKPVSSL-4 | D-PV INSTALL KIT STANDING SEAM LANDSCAPE 4/R | Each | Solar PV | INSTALLATION KIT | Active | SLR-RS-01-L-D | Rail Splice | 2 | 30
4.6025e+18 | D-IKPVSSL-4 | D-PV INSTALL KIT STANDING SEAM LANDSCAPE 4/R | Each | Solar PV | INSTALLATION KIT | Active | SLR-MC-30-D | MID CLAMP 30MM SLR-MC-30-D ( AL6005-T5 / SUS 304 ) | 6 | 30
4.6025e+18 | D-IKPVSSL-4 | D-PV INSTALL KIT STANDING SEAM LANDSCAPE 4/R | Each | Solar PV | INSTALLATION KIT | Active | SLR-EC-30-D | END CLAMP 30MM SLR-EC-30-D ( AL6005-T5 / SUS 304 ) | 4 | 20
4.6025e+18 | D-IKPVSSL-4 | D-PV INSTALL KIT STANDING SEAM LANDSCAPE 4/R | Each | Solar PV | INSTALLATION KIT | Active | SLR-MRH-32-D | KLIPLOCK #32 UNIVERSAL | 8 | 160
4.6025e+18 | D-IKPVSSL-4 | D-PV INSTALL KIT STANDING SEAM LANDSCAPE 4/R | Each | Solar PV | INSTALLATION KIT | Active | KS-HK-L21-02 | L Feet 21# with Bolt M8 x 25 and Nut | 8 | 80
4.6025e+18 | D-IKPVSSL-4 | D-PV INSTALL KIT STANDING SEAM LANDSCAPE 4/R | Each | Solar PV | INSTALLATION KIT | Active | KS-BR1-GC | GROUNDING CLIP | 6 | 30
4.6025e+18 | D-IKPVSSL-4 | D-PV INSTALL KIT STANDING SEAM LANDSCAPE 4/R | Each | Solar PV | INSTALLATION KIT | Active | EK-D | GROUNDING LUG, HIGH BALLAST | 2 | 0
4.6025e+18 | D-IKPVSSL-5 | D-PV Install Kit Standing Seam Landscape 5/R | Each | Solar PV | INSTALLATION KIT | Active | SLR-R02-LIGHT | Rail SLR-R02-Light 5200MM | 3 | 540
4.6025e+18 | D-IKPVSSL-5 | D-PV Install Kit Standing Seam Landscape 5/R | Each | Solar PV | INSTALLATION KIT | Active | SLR-RS-01-L-D | Rail Splice | 4 | 60
4.6025e+18 | D-IKPVSSL-5 | D-PV Install Kit Standing Seam Landscape 5/R | Each | Solar PV | INSTALLATION KIT | Active | SLR-MC-30-D | MID CLAMP 30MM SLR-MC-30-D ( AL6005-T5 / SUS 304 ) | 8 | 40
4.6025e+18 | D-IKPVSSL-5 | D-PV Install Kit Standing Seam Landscape 5/R | Each | Solar PV | INSTALLATION KIT | Active | SLR-EC-30-D | END CLAMP 30MM SLR-EC-30-D ( AL6005-T5 / SUS 304 ) | 4 | 20
4.6025e+18 | D-IKPVSSL-5 | D-PV Install Kit Standing Seam Landscape 5/R | Each | Solar PV | INSTALLATION KIT | Active | SLR-MRH-32-D | KLIPLOCK #32 UNIVERSAL | 10 | 200
4.6025e+18 | D-IKPVSSL-5 | D-PV Install Kit Standing Seam Landscape 5/R | Each | Solar PV | INSTALLATION KIT | Active | KS-HK-L21-02 | L Feet 21# with Bolt M8 x 25 and Nut | 10 | 100
4.6025e+18 | D-IKPVSSL-5 | D-PV Install Kit Standing Seam Landscape 5/R | Each | Solar PV | INSTALLATION KIT | Active | KS-BR1-GC | GROUNDING CLIP | 8 | 40
4.6025e+18 | D-IKPVSSL-5 | D-PV Install Kit Standing Seam Landscape 5/R | Each | Solar PV | INSTALLATION KIT | Active | EK-D | GROUNDING LUG, HIGH BALLAST | 2 | 0
4.6025e+18 | D-IKPVSSL-6 | D-PV INSTALL KIT STANDING SEAM LANDSCAPE 6/R | Each | Solar PV | INSTALLATION KIT | Active | SLR-R02-LIGHT | Rail SLR-R02-Light 5200MM | 3 | 540
4.6025e+18 | D-IKPVSSL-6 | D-PV INSTALL KIT STANDING SEAM LANDSCAPE 6/R | Each | Solar PV | INSTALLATION KIT | Active | SLR-RS-01-L-D | Rail Splice | 4 | 60
4.6025e+18 | D-IKPVSSL-6 | D-PV INSTALL KIT STANDING SEAM LANDSCAPE 6/R | Each | Solar PV | INSTALLATION KIT | Active | SLR-MC-30-D | MID CLAMP 30MM SLR-MC-30-D ( AL6005-T5 / SUS 304 ) | 10 | 50
4.6025e+18 | D-IKPVSSL-6 | D-PV INSTALL KIT STANDING SEAM LANDSCAPE 6/R | Each | Solar PV | INSTALLATION KIT | Active | SLR-EC-30-D | END CLAMP 30MM SLR-EC-30-D ( AL6005-T5 / SUS 304 ) | 4 | 20
4.6025e+18 | D-IKPVSSL-6 | D-PV INSTALL KIT STANDING SEAM LANDSCAPE 6/R | Each | Solar PV | INSTALLATION KIT | Active | SLR-MRH-32-D | KLIPLOCK #32 UNIVERSAL | 12 | 240
4.6025e+18 | D-IKPVSSL-6 | D-PV INSTALL KIT STANDING SEAM LANDSCAPE 6/R | Each | Solar PV | INSTALLATION KIT | Active | KS-HK-L21-02 | L Feet 21# with Bolt M8 x 25 and Nut | 12 | 120
4.6025e+18 | D-IKPVSSL-6 | D-PV INSTALL KIT STANDING SEAM LANDSCAPE 6/R | Each | Solar PV | INSTALLATION KIT | Active | KS-BR1-GC | GROUNDING CLIP | 10 | 50
4.6025e+18 | D-IKPVSSL-6 | D-PV INSTALL KIT STANDING SEAM LANDSCAPE 6/R | Each | Solar PV | INSTALLATION KIT | Active | EK-D | GROUNDING LUG, HIGH BALLAST | 2 | 0
4.6025e+18 | D-IKPVSSL-7 | D-PV INSTALL KIT STANDING SEAM LANDSCAPE 7/R | Each | Solar PV | INSTALLATION KIT | Active | SLR-R02-LIGHT | Rail SLR-R02-Light 5200MM | 4 | 720
4.6025e+18 | D-IKPVSSL-7 | D-PV INSTALL KIT STANDING SEAM LANDSCAPE 7/R | Each | Solar PV | INSTALLATION KIT | Active | SLR-RS-01-L-D | Rail Splice | 6 | 90
4.6025e+18 | D-IKPVSSL-7 | D-PV INSTALL KIT STANDING SEAM LANDSCAPE 7/R | Each | Solar PV | INSTALLATION KIT | Active | SLR-MC-30-D | MID CLAMP 30MM SLR-MC-30-D ( AL6005-T5 / SUS 304 ) | 12 | 60
4.6025e+18 | D-IKPVSSL-7 | D-PV INSTALL KIT STANDING SEAM LANDSCAPE 7/R | Each | Solar PV | INSTALLATION KIT | Active | SLR-EC-30-D | END CLAMP 30MM SLR-EC-30-D ( AL6005-T5 / SUS 304 ) | 4 | 20
4.6025e+18 | D-IKPVSSL-7 | D-PV INSTALL KIT STANDING SEAM LANDSCAPE 7/R | Each | Solar PV | INSTALLATION KIT | Active | SLR-MRH-32-D | KLIPLOCK #32 UNIVERSAL | 14 | 280
4.6025e+18 | D-IKPVSSL-7 | D-PV INSTALL KIT STANDING SEAM LANDSCAPE 7/R | Each | Solar PV | INSTALLATION KIT | Active | KS-HK-L21-02 | L Feet 21# with Bolt M8 x 25 and Nut | 14 | 140
4.6025e+18 | D-IKPVSSL-7 | D-PV INSTALL KIT STANDING SEAM LANDSCAPE 7/R | Each | Solar PV | INSTALLATION KIT | Active | KS-BR1-GC | GROUNDING CLIP | 12 | 60
4.6025e+18 | D-IKPVSSL-7 | D-PV INSTALL KIT STANDING SEAM LANDSCAPE 7/R | Each | Solar PV | INSTALLATION KIT | Active | EK-D | GROUNDING LUG, HIGH BALLAST | 2 | 0
4.6025e+18 | D-IKPVSSL-8 | D-PV INSTALL KIT STANDING SEAM LANDSCAPE 8/R | Each | Solar PV | INSTALLATION KIT | Active | SLR-R02-LIGHT | Rail SLR-R02-Light 5200MM | 4 | 720
4.6025e+18 | D-IKPVSSL-8 | D-PV INSTALL KIT STANDING SEAM LANDSCAPE 8/R | Each | Solar PV | INSTALLATION KIT | Active | SLR-RS-01-L-D | Rail Splice | 6 | 90
4.6025e+18 | D-IKPVSSL-8 | D-PV INSTALL KIT STANDING SEAM LANDSCAPE 8/R | Each | Solar PV | INSTALLATION KIT | Active | SLR-MC-30-D | MID CLAMP 30MM SLR-MC-30-D ( AL6005-T5 / SUS 304 ) | 14 | 70
4.6025e+18 | D-IKPVSSL-8 | D-PV INSTALL KIT STANDING SEAM LANDSCAPE 8/R | Each | Solar PV | INSTALLATION KIT | Active | SLR-EC-30-D | END CLAMP 30MM SLR-EC-30-D ( AL6005-T5 / SUS 304 ) | 4 | 20
4.6025e+18 | D-IKPVSSL-8 | D-PV INSTALL KIT STANDING SEAM LANDSCAPE 8/R | Each | Solar PV | INSTALLATION KIT | Active | SLR-MRH-32-D | KLIPLOCK #32 UNIVERSAL | 16 | 320
4.6025e+18 | D-IKPVSSL-8 | D-PV INSTALL KIT STANDING SEAM LANDSCAPE 8/R | Each | Solar PV | INSTALLATION KIT | Active | KS-HK-L21-02 | L Feet 21# with Bolt M8 x 25 and Nut | 16 | 160
4.6025e+18 | D-IKPVSSL-8 | D-PV INSTALL KIT STANDING SEAM LANDSCAPE 8/R | Each | Solar PV | INSTALLATION KIT | Active | KS-BR1-GC | GROUNDING CLIP | 14 | 70
4.6025e+18 | D-IKPVSSL-8 | D-PV INSTALL KIT STANDING SEAM LANDSCAPE 8/R | Each | Solar PV | INSTALLATION KIT | Active | EK-D | GROUNDING LUG, HIGH BALLAST | 2 | 0
4.6025e+18 | D-IKPVSSL-9 | D-PV INSTALL KIT STANDING SEAM LANDSCAPE 9/R | Each | Solar PV | INSTALLATION KIT | Active | SLR-R02-LIGHT | Rail SLR-R02-Light 5200MM | 5 | 900
4.6025e+18 | D-IKPVSSL-9 | D-PV INSTALL KIT STANDING SEAM LANDSCAPE 9/R | Each | Solar PV | INSTALLATION KIT | Active | SLR-RS-01-L-D | Rail Splice | 8 | 120
4.6025e+18 | D-IKPVSSL-9 | D-PV INSTALL KIT STANDING SEAM LANDSCAPE 9/R | Each | Solar PV | INSTALLATION KIT | Active | SLR-MC-30-D | MID CLAMP 30MM SLR-MC-30-D ( AL6005-T5 / SUS 304 ) | 16 | 80
4.6025e+18 | D-IKPVSSL-9 | D-PV INSTALL KIT STANDING SEAM LANDSCAPE 9/R | Each | Solar PV | INSTALLATION KIT | Active | SLR-EC-30-D | END CLAMP 30MM SLR-EC-30-D ( AL6005-T5 / SUS 304 ) | 4 | 20
4.6025e+18 | D-IKPVSSL-9 | D-PV INSTALL KIT STANDING SEAM LANDSCAPE 9/R | Each | Solar PV | INSTALLATION KIT | Active | SLR-MRH-32-D | KLIPLOCK #32 UNIVERSAL | 18 | 360
4.6025e+18 | D-IKPVSSL-9 | D-PV INSTALL KIT STANDING SEAM LANDSCAPE 9/R | Each | Solar PV | INSTALLATION KIT | Active | KS-HK-L21-02 | L Feet 21# with Bolt M8 x 25 and Nut | 18 | 180
4.6025e+18 | D-IKPVSSL-9 | D-PV INSTALL KIT STANDING SEAM LANDSCAPE 9/R | Each | Solar PV | INSTALLATION KIT | Active | KS-BR1-GC | GROUNDING CLIP | 16 | 80
4.6025e+18 | D-IKPVSSL-9 | D-PV INSTALL KIT STANDING SEAM LANDSCAPE 9/R | Each | Solar PV | INSTALLATION KIT | Active | EK-D | GROUNDING LUG, HIGH BALLAST | 2 | 0
4.6025e+18 | D-IKPVSSP-1 | D-PV Install Kit Standing Seam Portrait 1/R | Each | Solar PV | INSTALLATION KIT | Active | SLR-R02-LIGHT | Rail SLR-R02-Light 5200MM | 1 | 180
4.6025e+18 | D-IKPVSSP-1 | D-PV Install Kit Standing Seam Portrait 1/R | Each | Solar PV | INSTALLATION KIT | Active | SLR-EC-30-D | END CLAMP 30MM SLR-EC-30-D ( AL6005-T5 / SUS 304 ) | 4 | 20
4.6025e+18 | D-IKPVSSP-1 | D-PV Install Kit Standing Seam Portrait 1/R | Each | Solar PV | INSTALLATION KIT | Active | SLR-MRH-32-D | KLIPLOCK #32 UNIVERSAL | 4 | 80
4.6025e+18 | D-IKPVSSP-1 | D-PV Install Kit Standing Seam Portrait 1/R | Each | Solar PV | INSTALLATION KIT | Active | KS-HK-L21-02 | L Feet 21# with Bolt M8 x 25 and Nut | 4 | 40
4.6025e+18 | D-IKPVSSP-1 | D-PV Install Kit Standing Seam Portrait 1/R | Each | Solar PV | INSTALLATION KIT | Active | EK-D | GROUNDING LUG, HIGH BALLAST | 2 | 0
4.6025e+18 | D-IKPVSSP-4 | D-PV Install Kit Standing Seam Portrait 4/R | Each | Solar PV | INSTALLATION KIT | Active | SLR-R02-LIGHT | Rail SLR-R02-Light 5200MM | 2 | 360
4.6025e+18 | D-IKPVSSP-4 | D-PV Install Kit Standing Seam Portrait 4/R | Each | Solar PV | INSTALLATION KIT | Active | SLR-RS-01-L-D | Rail Splice | 2 | 30
4.6025e+18 | D-IKPVSSP-4 | D-PV Install Kit Standing Seam Portrait 4/R | Each | Solar PV | INSTALLATION KIT | Active | SLR-MC-30-D | MID CLAMP 30MM SLR-MC-30-D ( AL6005-T5 / SUS 304 ) | 6 | 30
4.6025e+18 | D-IKPVSSP-4 | D-PV Install Kit Standing Seam Portrait 4/R | Each | Solar PV | INSTALLATION KIT | Active | SLR-EC-30-D | END CLAMP 30MM SLR-EC-30-D ( AL6005-T5 / SUS 304 ) | 4 | 20
4.6025e+18 | D-IKPVSSP-4 | D-PV Install Kit Standing Seam Portrait 4/R | Each | Solar PV | INSTALLATION KIT | Active | SLR-MRH-32-D | KLIPLOCK #32 UNIVERSAL | 8 | 160
4.6025e+18 | D-IKPVSSP-4 | D-PV Install Kit Standing Seam Portrait 4/R | Each | Solar PV | INSTALLATION KIT | Active | KS-HK-L21-02 | L Feet 21# with Bolt M8 x 25 and Nut | 8 | 80
4.6025e+18 | D-IKPVSSP-4 | D-PV Install Kit Standing Seam Portrait 4/R | Each | Solar PV | INSTALLATION KIT | Active | KS-BR1-GC | GROUNDING CLIP | 6 | 30
4.6025e+18 | D-IKPVSSP-4 | D-PV Install Kit Standing Seam Portrait 4/R | Each | Solar PV | INSTALLATION KIT | Active | EK-D | GROUNDING LUG, HIGH BALLAST | 2 | 0
4.6025e+18 | D-IKPVSSP-7 | D-PV INSTALL KIT STANDING SEAM PORTRAIT 7/R | Each | Solar PV | INSTALLATION KIT | Active | SLR-R02-LIGHT | Rail SLR-R02-Light 5200MM | 4 | 720
4.6025e+18 | D-IKPVSSP-7 | D-PV INSTALL KIT STANDING SEAM PORTRAIT 7/R | Each | Solar PV | INSTALLATION KIT | Active | SLR-RS-01-L-D | Rail Splice | 6 | 90
4.6025e+18 | D-IKPVSSP-7 | D-PV INSTALL KIT STANDING SEAM PORTRAIT 7/R | Each | Solar PV | INSTALLATION KIT | Active | SLR-MC-30-D | MID CLAMP 30MM SLR-MC-30-D ( AL6005-T5 / SUS 304 ) | 12 | 60
4.6025e+18 | D-IKPVSSP-7 | D-PV INSTALL KIT STANDING SEAM PORTRAIT 7/R | Each | Solar PV | INSTALLATION KIT | Active | SLR-EC-30-D | END CLAMP 30MM SLR-EC-30-D ( AL6005-T5 / SUS 304 ) | 4 | 20
4.6025e+18 | D-IKPVSSP-7 | D-PV INSTALL KIT STANDING SEAM PORTRAIT 7/R | Each | Solar PV | INSTALLATION KIT | Active | SLR-MRH-32-D | KLIPLOCK #32 UNIVERSAL | 14 | 280
4.6025e+18 | D-IKPVSSP-7 | D-PV INSTALL KIT STANDING SEAM PORTRAIT 7/R | Each | Solar PV | INSTALLATION KIT | Active | KS-HK-L21-02 | L Feet 21# with Bolt M8 x 25 and Nut | 14 | 140
4.6025e+18 | D-IKPVSSP-7 | D-PV INSTALL KIT STANDING SEAM PORTRAIT 7/R | Each | Solar PV | INSTALLATION KIT | Active | KS-BR1-GC | GROUNDING CLIP | 12 | 60
4.6025e+18 | D-IKPVSSP-7 | D-PV INSTALL KIT STANDING SEAM PORTRAIT 7/R | Each | Solar PV | INSTALLATION KIT | Active | EK-D | GROUNDING LUG, HIGH BALLAST | 2 | 0
4.6025e+18 | D-IKPVTL-10 | D-PV Install Kit Tiles Landscape 10/R | Each | Solar PV | INSTALLATION KIT | Active | SLR-R02-LIGHT | Rail SLR-R02-Light 5200MM | 5 | 900
4.6025e+18 | D-IKPVTL-10 | D-PV Install Kit Tiles Landscape 10/R | Each | Solar PV | INSTALLATION KIT | Active | SLR-RS-01-L-D | Rail Splice | 8 | 120
4.6025e+18 | D-IKPVTL-10 | D-PV Install Kit Tiles Landscape 10/R | Each | Solar PV | INSTALLATION KIT | Active | SLR-MC-30-D | MID CLAMP 30MM SLR-MC-30-D ( AL6005-T5 / SUS 304 ) | 18 | 90
4.6025e+18 | D-IKPVTL-10 | D-PV Install Kit Tiles Landscape 10/R | Each | Solar PV | INSTALLATION KIT | Active | SLR-EC-30-D | END CLAMP 30MM SLR-EC-30-D ( AL6005-T5 / SUS 304 ) | 4 | 20
4.6025e+18 | D-IKPVTL-10 | D-PV Install Kit Tiles Landscape 10/R | Each | Solar PV | INSTALLATION KIT | Active | KS-BR1-GC | GROUNDING CLIP | 18 | 90
4.6025e+18 | D-IKPVTL-10 | D-PV Install Kit Tiles Landscape 10/R | Each | Solar PV | INSTALLATION KIT | Active | SLR-CTH-03 | TILE HOOK #03-SLR-CTH-03 ( AL6005-T5 / SUS 304 ) - LANDSCAPE | 20 | 0
4.6025e+18 | D-IKPVTL-10 | D-PV Install Kit Tiles Landscape 10/R | Each | Solar PV | INSTALLATION KIT | Active | HSC-#2(W) | Hex self screw drilling #12 x 2" ( For Wood ) | 40 | 0
4.6025e+18 | D-IKPVTL-10 | D-PV Install Kit Tiles Landscape 10/R | Each | Solar PV | INSTALLATION KIT | Active | EK-D | GROUNDING LUG, HIGH BALLAST | 2 | 0
4.6025e+18 | D-IKPVSSP-9 | D-PV INSTALL KIT STANDING SEAM PORTRAIT 9/R | Each | Solar PV | INSTALLATION KIT | Active | SLR-R02-LIGHT | Rail SLR-R02-Light 5200MM | 5 | 900
4.6025e+18 | D-IKPVSSP-9 | D-PV INSTALL KIT STANDING SEAM PORTRAIT 9/R | Each | Solar PV | INSTALLATION KIT | Active | SLR-RS-01-L-D | Rail Splice | 8 | 120
4.6025e+18 | D-IKPVSSP-9 | D-PV INSTALL KIT STANDING SEAM PORTRAIT 9/R | Each | Solar PV | INSTALLATION KIT | Active | SLR-MC-30-D | MID CLAMP 30MM SLR-MC-30-D ( AL6005-T5 / SUS 304 ) | 16 | 80
4.6025e+18 | D-IKPVSSP-9 | D-PV INSTALL KIT STANDING SEAM PORTRAIT 9/R | Each | Solar PV | INSTALLATION KIT | Active | SLR-EC-30-D | END CLAMP 30MM SLR-EC-30-D ( AL6005-T5 / SUS 304 ) | 4 | 20
4.6025e+18 | D-IKPVSSP-9 | D-PV INSTALL KIT STANDING SEAM PORTRAIT 9/R | Each | Solar PV | INSTALLATION KIT | Active | SLR-MRH-32-D | KLIPLOCK #32 UNIVERSAL | 18 | 360
4.6025e+18 | D-IKPVSSP-9 | D-PV INSTALL KIT STANDING SEAM PORTRAIT 9/R | Each | Solar PV | INSTALLATION KIT | Active | KS-HK-L21-02 | L Feet 21# with Bolt M8 x 25 and Nut | 18 | 180
4.6025e+18 | D-IKPVSSP-9 | D-PV INSTALL KIT STANDING SEAM PORTRAIT 9/R | Each | Solar PV | INSTALLATION KIT | Active | KS-BR1-GC | GROUNDING CLIP | 16 | 80
4.6025e+18 | D-IKPVSSP-9 | D-PV INSTALL KIT STANDING SEAM PORTRAIT 9/R | Each | Solar PV | INSTALLATION KIT | Active | EK-D | GROUNDING LUG, HIGH BALLAST | 2 | 0
4.6025e+18 | D-IKPVTL-6 | D-PV INSTALL KIT TILES LANDSCAPE 6/R | Each | Solar PV | INSTALLATION KIT | Active | SLR-R02-LIGHT | Rail SLR-R02-Light 5200MM | 3 | 540
4.6025e+18 | D-IKPVTL-6 | D-PV INSTALL KIT TILES LANDSCAPE 6/R | Each | Solar PV | INSTALLATION KIT | Active | SLR-RS-01-L-D | Rail Splice | 4 | 60
4.6025e+18 | D-IKPVTL-6 | D-PV INSTALL KIT TILES LANDSCAPE 6/R | Each | Solar PV | INSTALLATION KIT | Active | SLR-MC-30-D | MID CLAMP 30MM SLR-MC-30-D ( AL6005-T5 / SUS 304 ) | 10 | 50
4.6025e+18 | D-IKPVTL-6 | D-PV INSTALL KIT TILES LANDSCAPE 6/R | Each | Solar PV | INSTALLATION KIT | Active | SLR-EC-30-D | END CLAMP 30MM SLR-EC-30-D ( AL6005-T5 / SUS 304 ) | 4 | 20
4.6025e+18 | D-IKPVTL-6 | D-PV INSTALL KIT TILES LANDSCAPE 6/R | Each | Solar PV | INSTALLATION KIT | Active | KS-BR1-GC | GROUNDING CLIP | 10 | 50
4.6025e+18 | D-IKPVTL-6 | D-PV INSTALL KIT TILES LANDSCAPE 6/R | Each | Solar PV | INSTALLATION KIT | Active | SLR-CTH-03 | TILE HOOK #03-SLR-CTH-03 ( AL6005-T5 / SUS 304 ) - LANDSCAPE | 12 | 0
4.6025e+18 | D-IKPVTL-6 | D-PV INSTALL KIT TILES LANDSCAPE 6/R | Each | Solar PV | INSTALLATION KIT | Active | HSC-#2(W) | Hex self screw drilling #12 x 2" ( For Wood ) | 24 | 0
4.6025e+18 | D-IKPVTL-6 | D-PV INSTALL KIT TILES LANDSCAPE 6/R | Each | Solar PV | INSTALLATION KIT | Active | EK-D | GROUNDING LUG, HIGH BALLAST | 2 | 0
4.6025e+18 | D-IKPVTL-7 | D-PV Install Kit Tiles Landscape 7/R | Each | Solar PV | INSTALLATION KIT | Active | SLR-R02-LIGHT | Rail SLR-R02-Light 5200MM | 4 | 720
4.6025e+18 | D-IKPVTL-7 | D-PV Install Kit Tiles Landscape 7/R | Each | Solar PV | INSTALLATION KIT | Active | SLR-RS-01-L-D | Rail Splice | 6 | 90
4.6025e+18 | D-IKPVTL-7 | D-PV Install Kit Tiles Landscape 7/R | Each | Solar PV | INSTALLATION KIT | Active | SLR-MC-30-D | MID CLAMP 30MM SLR-MC-30-D ( AL6005-T5 / SUS 304 ) | 12 | 60
4.6025e+18 | D-IKPVTL-7 | D-PV Install Kit Tiles Landscape 7/R | Each | Solar PV | INSTALLATION KIT | Active | SLR-EC-30-D | END CLAMP 30MM SLR-EC-30-D ( AL6005-T5 / SUS 304 ) | 4 | 20
4.6025e+18 | D-IKPVTL-7 | D-PV Install Kit Tiles Landscape 7/R | Each | Solar PV | INSTALLATION KIT | Active | KS-BR1-GC | GROUNDING CLIP | 12 | 60
4.6025e+18 | D-IKPVTL-7 | D-PV Install Kit Tiles Landscape 7/R | Each | Solar PV | INSTALLATION KIT | Active | SLR-CTH-03 | TILE HOOK #03-SLR-CTH-03 ( AL6005-T5 / SUS 304 ) - LANDSCAPE | 14 | 0
4.6025e+18 | D-IKPVTL-7 | D-PV Install Kit Tiles Landscape 7/R | Each | Solar PV | INSTALLATION KIT | Active | HSC-#2(W) | Hex self screw drilling #12 x 2" ( For Wood ) | 28 | 0
4.6025e+18 | D-IKPVTL-7 | D-PV Install Kit Tiles Landscape 7/R | Each | Solar PV | INSTALLATION KIT | Active | EK-D | GROUNDING LUG, HIGH BALLAST | 2 | 0
4.6025e+18 | D-IKPVTL-9 | D-PV INSTALL KIT TILES LANDSCAPE 9/R | Each | Solar PV | INSTALLATION KIT | Active | SLR-R02-LIGHT | Rail SLR-R02-Light 5200MM | 5 | 900
4.6025e+18 | D-IKPVTL-9 | D-PV INSTALL KIT TILES LANDSCAPE 9/R | Each | Solar PV | INSTALLATION KIT | Active | SLR-RS-01-L-D | Rail Splice | 8 | 120
4.6025e+18 | D-IKPVTL-9 | D-PV INSTALL KIT TILES LANDSCAPE 9/R | Each | Solar PV | INSTALLATION KIT | Active | SLR-MC-30-D | MID CLAMP 30MM SLR-MC-30-D ( AL6005-T5 / SUS 304 ) | 16 | 80
4.6025e+18 | D-IKPVTL-9 | D-PV INSTALL KIT TILES LANDSCAPE 9/R | Each | Solar PV | INSTALLATION KIT | Active | SLR-EC-30-D | END CLAMP 30MM SLR-EC-30-D ( AL6005-T5 / SUS 304 ) | 4 | 20
4.6025e+18 | D-IKPVTL-9 | D-PV INSTALL KIT TILES LANDSCAPE 9/R | Each | Solar PV | INSTALLATION KIT | Active | KS-BR1-GC | GROUNDING CLIP | 16 | 80
4.6025e+18 | D-IKPVTL-9 | D-PV INSTALL KIT TILES LANDSCAPE 9/R | Each | Solar PV | INSTALLATION KIT | Active | SLR-CTH-03 | TILE HOOK #03-SLR-CTH-03 ( AL6005-T5 / SUS 304 ) - LANDSCAPE | 18 | 0
4.6025e+18 | D-IKPVTL-9 | D-PV INSTALL KIT TILES LANDSCAPE 9/R | Each | Solar PV | INSTALLATION KIT | Active | HSC-#2(W) | Hex self screw drilling #12 x 2" ( For Wood ) | 36 | 0
4.6025e+18 | D-IKPVTL-9 | D-PV INSTALL KIT TILES LANDSCAPE 9/R | Each | Solar PV | INSTALLATION KIT | Active | EK-D | GROUNDING LUG, HIGH BALLAST | 2 | 0
4.6025e+18 | D-IKPVTP-9 | D-PV Install Kit Tiles Portrait 9/R | Each | Solar PV | INSTALLATION KIT | Active | SLR-R02-LIGHT | Rail SLR-R02-Light 5200MM | 5 | 900
4.6025e+18 | D-IKPVTP-9 | D-PV Install Kit Tiles Portrait 9/R | Each | Solar PV | INSTALLATION KIT | Active | SLR-RS-01-L-D | Rail Splice | 8 | 120
4.6025e+18 | D-IKPVTP-9 | D-PV Install Kit Tiles Portrait 9/R | Each | Solar PV | INSTALLATION KIT | Active | SLR-MC-30-D | MID CLAMP 30MM SLR-MC-30-D ( AL6005-T5 / SUS 304 ) | 16 | 80
4.6025e+18 | D-IKPVTP-9 | D-PV Install Kit Tiles Portrait 9/R | Each | Solar PV | INSTALLATION KIT | Active | SLR-EC-30-D | END CLAMP 30MM SLR-EC-30-D ( AL6005-T5 / SUS 304 ) | 4 | 20
4.6025e+18 | D-IKPVTP-9 | D-PV Install Kit Tiles Portrait 9/R | Each | Solar PV | INSTALLATION KIT | Active | KS-BR1-GC | GROUNDING CLIP | 16 | 80
4.6025e+18 | D-IKPVTP-9 | D-PV Install Kit Tiles Portrait 9/R | Each | Solar PV | INSTALLATION KIT | Active | SLR-CTH-01 | TILE HOOK #01-SLR-CTH-01 ( AL6005-5 / SUS 304 ) - POTRAIT | 18 | 0
4.6025e+18 | D-IKPVTP-9 | D-PV Install Kit Tiles Portrait 9/R | Each | Solar PV | INSTALLATION KIT | Active | HSC-#2(W) | Hex self screw drilling #12 x 2" ( For Wood ) | 36 | 0
4.6025e+18 | D-IKPVTP-9 | D-PV Install Kit Tiles Portrait 9/R | Each | Solar PV | INSTALLATION KIT | Active | EK-D | GROUNDING LUG, HIGH BALLAST | 2 | 0
4.6025e+18 | IKPVEHI-31-200 | PV Electrical Install Kit, 3 Phase, Hybrid, 3 MPPT, 1-2 Floor | Each |  |  | Active | T-453 | DC CABLE - Fireproof 1C x 4mm^2 (1000 meters / Drum) Black | 200 | 13000
4.6025e+18 | IKPVEHI-31-200 | PV Electrical Install Kit, 3 Phase, Hybrid, 3 MPPT, 1-2 Floor | Each |  |  | Active | AC-WIRE-06-B | AC wire 6mmx100m BLACK | 1 | 565
4.6025e+18 | IKPVEHI-31-200 | PV Electrical Install Kit, 3 Phase, Hybrid, 3 MPPT, 1-2 Floor | Each |  |  | Active | AC-WIRE-6-G | AC WIRE, 6mmx100m, GREEN | 1.5 | 0
4.6025e+18 | IKPVEHI-31-200 | PV Electrical Install Kit, 3 Phase, Hybrid, 3 MPPT, 1-2 Floor | Each |  |  | Active | CO-SD-53 | HDG TRUNKING 2" X 2" X L8' | 8 | 0
4.6025e+18 | IKPVEHI-31-200 | PV Electrical Install Kit, 3 Phase, Hybrid, 3 MPPT, 1-2 Floor | Each |  |  | Active | T-478 | PVC CASING 2" x 2" x 6 FT | 4 | 100
4.6025e+18 | IKPVEHI-31-200 | PV Electrical Install Kit, 3 Phase, Hybrid, 3 MPPT, 1-2 Floor | Each |  |  | Active | FLX-GI-PVC-1" | FLEXIBLE GI CONDUIT PVC COATED 1" X 30M | 1 | 0
4.6025e+18 | IKPVEHI-31-200 | PV Electrical Install Kit, 3 Phase, Hybrid, 3 MPPT, 1-2 Floor | Each |  |  | Active | FLX-PVC-1" | 1" PVC Flex Conduit Black- 20meter | 3 | 150
4.6025e+18 | IKPVEHI-31-200 | PV Electrical Install Kit, 3 Phase, Hybrid, 3 MPPT, 1-2 Floor | Each |  |  | Active | T-463 | Pipe PVC 10FT | 3 | 0
4.6025e+18 | IKPVEHI-31-200 | PV Electrical Install Kit, 3 Phase, Hybrid, 3 MPPT, 1-2 Floor | Each |  |  | Active | T-0028 | SOCKET PVC 1" | 10 | 0
4.6025e+18 | IKPVEHI-31-200 | PV Electrical Install Kit, 3 Phase, Hybrid, 3 MPPT, 1-2 Floor | Each |  |  | Active | T-438 | Female Adaptor PVC 1'' | 2 | 10
4.6025e+18 | IKPVEHI-31-200 | PV Electrical Install Kit, 3 Phase, Hybrid, 3 MPPT, 1-2 Floor | Each |  |  | Active | OK-EC1,0 | CABLE MARKER 0 | 10 | 50
4.6025e+18 | IKPVEHI-31-200 | PV Electrical Install Kit, 3 Phase, Hybrid, 3 MPPT, 1-2 Floor | Each |  |  | Active | OK-EC1,1 | CABLE MARKER 1 | 10 | 50
4.6025e+18 | IKPVEHI-31-200 | PV Electrical Install Kit, 3 Phase, Hybrid, 3 MPPT, 1-2 Floor | Each |  |  | Active | OK-EC1,2 | CABLE MARKER 2 | 10 | 50
4.6025e+18 | IKPVEHI-31-200 | PV Electrical Install Kit, 3 Phase, Hybrid, 3 MPPT, 1-2 Floor | Each |  |  | Active | OK-EC1,P | CABLE MARKER P | 10 | 50
4.6025e+18 | IKPVEHI-31-200 | PV Electrical Install Kit, 3 Phase, Hybrid, 3 MPPT, 1-2 Floor | Each |  |  | Active | OK-EC1,N | CABLE MARKER N | 10 | 50
4.6025e+18 | IKPVEHI-31-300 | PV Electrical Install Kit, 3 Phase, Hybrid, 4 MPPT, 1-2 Floor | Each |  |  | Active | T-453 | DC CABLE - Fireproof 1C x 4mm^2 (1000 meters / Drum) Black | 300 | 19500
4.6025e+18 | IKPVEHI-31-300 | PV Electrical Install Kit, 3 Phase, Hybrid, 4 MPPT, 1-2 Floor | Each |  |  | Active | AC-WIRE-06-B | AC wire 6mmx100m BLACK | 1 | 565
4.6025e+18 | IKPVEHI-31-300 | PV Electrical Install Kit, 3 Phase, Hybrid, 4 MPPT, 1-2 Floor | Each |  |  | Active | AC-WIRE-6-G | AC WIRE, 6mmx100m, GREEN | 1.5 | 0
4.6025e+18 | IKPVEHI-31-300 | PV Electrical Install Kit, 3 Phase, Hybrid, 4 MPPT, 1-2 Floor | Each |  |  | Active | CO-SD-53 | HDG TRUNKING 2" X 2" X L8' | 8 | 0
4.6025e+18 | IKPVEHI-31-300 | PV Electrical Install Kit, 3 Phase, Hybrid, 4 MPPT, 1-2 Floor | Each |  |  | Active | T-478 | PVC CASING 2" x 2" x 6 FT | 4 | 100
4.6025e+18 | IKPVEHI-31-300 | PV Electrical Install Kit, 3 Phase, Hybrid, 4 MPPT, 1-2 Floor | Each |  |  | Active | FLX-GI-PVC-1" | FLEXIBLE GI CONDUIT PVC COATED 1" X 30M | 1 | 0
4.6025e+18 | IKPVEHI-31-300 | PV Electrical Install Kit, 3 Phase, Hybrid, 4 MPPT, 1-2 Floor | Each |  |  | Active | FLX-PVC-1" | 1" PVC Flex Conduit Black- 20meter | 3 | 150
4.6025e+18 | IKPVEHI-31-300 | PV Electrical Install Kit, 3 Phase, Hybrid, 4 MPPT, 1-2 Floor | Each |  |  | Active | T-463 | Pipe PVC 10FT | 3 | 0
4.6025e+18 | IKPVEHI-31-300 | PV Electrical Install Kit, 3 Phase, Hybrid, 4 MPPT, 1-2 Floor | Each |  |  | Active | T-0028 | SOCKET PVC 1" | 10 | 0
4.6025e+18 | IKPVEHI-31-300 | PV Electrical Install Kit, 3 Phase, Hybrid, 4 MPPT, 1-2 Floor | Each |  |  | Active | T-438 | Female Adaptor PVC 1'' | 2 | 10
4.6025e+18 | IKPVEHI-31-300 | PV Electrical Install Kit, 3 Phase, Hybrid, 4 MPPT, 1-2 Floor | Each |  |  | Active | OK-EC1,0 | CABLE MARKER 0 | 10 | 50
4.6025e+18 | IKPVEHI-31-300 | PV Electrical Install Kit, 3 Phase, Hybrid, 4 MPPT, 1-2 Floor | Each |  |  | Active | OK-EC1,1 | CABLE MARKER 1 | 10 | 50
4.6025e+18 | IKPVEHI-31-300 | PV Electrical Install Kit, 3 Phase, Hybrid, 4 MPPT, 1-2 Floor | Each |  |  | Active | OK-EC1,2 | CABLE MARKER 2 | 10 | 50
4.6025e+18 | IKPVEHI-31-300 | PV Electrical Install Kit, 3 Phase, Hybrid, 4 MPPT, 1-2 Floor | Each |  |  | Active | OK-EC1,P | CABLE MARKER P | 10 | 50
4.6025e+18 | IKPVEHI-31-300 | PV Electrical Install Kit, 3 Phase, Hybrid, 4 MPPT, 1-2 Floor | Each |  |  | Active | OK-EC1,N | CABLE MARKER N | 10 | 50
4.6025e+18 | PVCBHI-3-3 | PV Combiner Box, 63A, 3P3S, Hybrid Inverter | Each |  |  | Active | DB-2R-28WAYS | Combiner box 2 row 28 - 30 ways | 1 | 55
4.6025e+18 | PVCBHI-3-3 | PV Combiner Box, 63A, 3P3S, Hybrid Inverter | Each |  |  | Active | FPV-63-800 | DC MCB - 2P 63A 800VDC | 3 | 0
4.6025e+18 | PVCBHI-3-3 | PV Combiner Box, 63A, 3P3S, Hybrid Inverter | Each |  |  | Active | FSP-D40 | DC SPD - 2P 800 VDC 20~40KA SPD | 3 | 0
4.6025e+18 | PVCBHI-3-3 | PV Combiner Box, 63A, 3P3S, Hybrid Inverter | Each |  |  | Active | FDS-32B | DC FUSE HOLDER - 20A 1000VDC | 3 | 0
4.6025e+18 | PVCBHI-3-3 | PV Combiner Box, 63A, 3P3S, Hybrid Inverter | Each |  |  | Active | FDS-32 | DC Fuse Link - 20A 1000VDC | 3 | 0
4.6025e+18 | PVCBHI-3-3 | PV Combiner Box, 63A, 3P3S, Hybrid Inverter | Each |  |  | Active | FE7-63 | AC MCB - 4P, 63A | 1 | 0
4.6025e+18 | PVCBHI-3-3 | PV Combiner Box, 63A, 3P3S, Hybrid Inverter | Each |  |  | Active | FSP-A40 | AC SPD - 4P, 420VAC, 20~40KA | 1 | 0
4.6025e+18 | PVCBHI-3-3 | PV Combiner Box, 63A, 3P3S, Hybrid Inverter | Each |  |  | Active | DTM024 | ENERGY METER - 3 Phase, 4P, 3X230V/400V | 1 | 0
4.6025e+18 | PVCBHI-3-4 | PV Combiner Box, 63A, 3P4S, Hybrid Inverter | Each |  |  | Active | DB-2R-28WAYS | Combiner box 2 row 28 - 30 ways | 1 | 55
4.6025e+18 | PVCBHI-3-4 | PV Combiner Box, 63A, 3P4S, Hybrid Inverter | Each |  |  | Active | FPV-63-800 | DC MCB - 2P 63A 800VDC | 2 | 0
4.6025e+18 | PVCBHI-3-4 | PV Combiner Box, 63A, 3P4S, Hybrid Inverter | Each |  |  | Active | FSP-D40 | DC SPD - 2P 800 VDC 20~40KA SPD | 2 | 0
4.6025e+18 | PVCBHI-3-4 | PV Combiner Box, 63A, 3P4S, Hybrid Inverter | Each |  |  | Active | FDS-32B | DC FUSE HOLDER - 20A 1000VDC | 2 | 0
4.6025e+18 | PVCBHI-3-4 | PV Combiner Box, 63A, 3P4S, Hybrid Inverter | Each |  |  | Active | FDS-32 | DC Fuse Link - 20A 1000VDC | 2 | 0
4.6025e+18 | PVCBHI-3-4 | PV Combiner Box, 63A, 3P4S, Hybrid Inverter | Each |  |  | Active | FE7-63 | AC MCB - 4P, 63A | 1 | 0
4.6025e+18 | PVCBHI-3-4 | PV Combiner Box, 63A, 3P4S, Hybrid Inverter | Each |  |  | Active | FSP-A40 | AC SPD - 4P, 420VAC, 20~40KA | 1 | 0
4.6025e+18 | PVCBHI-3-4 | PV Combiner Box, 63A, 3P4S, Hybrid Inverter | Each |  |  | Active | DTM024 | ENERGY METER - 3 Phase, 4P, 3X230V/400V | 1 | 0
4.6025e+18 | BHIIK | Battery Hybrid Inverter Installation Kit | Each | Solar PV | BATTERY KIT PREFAB | Active | HGN4-400DC/4 | ISOLATOR 4P 1000VDC 400A | 1 | 0
4.6025e+18 | BHIIK | Battery Hybrid Inverter Installation Kit | Each | Solar PV | BATTERY KIT PREFAB | Active | Cable-95mm | AC Cable 95mm2 1C - Black | 10 | 0
4.6025e+18 | IKPVKL406P-6 | MOUNTING BRACKET - KLIP LOK 406 METAL DECK - 6/R | Each | Solar PV | PV INSTALLATION KIT | Active | SLR-2600mm | RAIL SLR-R02-LIGHT 2600MM | 6 | 0
4.6025e+18 | IKPVKL406P-6 | MOUNTING BRACKET - KLIP LOK 406 METAL DECK - 6/R | Each | Solar PV | PV INSTALLATION KIT | Active | KS-HK-S08-02 | KLIP-LOK 406 ROOF HOOK | 12 | 0
4.6025e+18 | IKPVKL406P-6 | MOUNTING BRACKET - KLIP LOK 406 METAL DECK - 6/R | Each | Solar PV | PV INSTALLATION KIT | Active | KL-02 | L FEET 21# WITH BOLT M8 X 25 AND NUT | 12 | 0
4.6025e+18 | IKPVKL406P-6 | MOUNTING BRACKET - KLIP LOK 406 METAL DECK - 6/R | Each | Solar PV | PV INSTALLATION KIT | Active | SLR-EC-35-D | END CLAMP 35MM SLR-EC-35-D ( AL6005-T5 / SUS 304 ) | 4 | 0
4.6025e+18 | IKPVKL406P-6 | MOUNTING BRACKET - KLIP LOK 406 METAL DECK - 6/R | Each | Solar PV | PV INSTALLATION KIT | Active | SLR-MC-35-D | MID CLAMP 35MM | 10 | 0
4.6025e+18 | IKPVKL406P-6 | MOUNTING BRACKET - KLIP LOK 406 METAL DECK - 6/R | Each | Solar PV | PV INSTALLATION KIT | Active | SLR-EK-D | GROUNDING LUG SLR-EK-D ( AL6005-5 / SUS 304 ) | 1 | 10
4.6025e+18 | IKPVKL406P-6 | MOUNTING BRACKET - KLIP LOK 406 METAL DECK - 6/R | Each | Solar PV | PV INSTALLATION KIT | Active | SLR-RS-01-L-D | RAIL SPLICE | 4 | 60
4.6025e+18 | SOL-023 | Summer 180CX Solar Hot Water Complete System | Each | Solar Heater |  | Active | COMP-005645 | SUMMER SOLAR WATER HEATER TANK, DIRECT 180L, GVAL | 1 | 0
4.6025e+18 | SOL-023 | Summer 180CX Solar Hot Water Complete System | Each | Solar Heater |  | Active | COMP-008035 | Summer Solar Collector, CX BlACK, ZnAl | 1 | 945
4.6025e+18 | SOL-023 | Summer 180CX Solar Hot Water Complete System | Each | Solar Heater |  | Active | COMP-005624 | PART KIT, 180L, DIRECT, CARTON | 1 | 625
4.6025e+18 | SOL-024 | Summer 300CX Solar Hot Water Complete System | Each | Solar Heater |  | Active | COMP-005659 | SUMMER SOLAR WATER HEATER TANK, 300L, GVAL | 1 | 1990
4.6025e+18 | SOL-024 | Summer 300CX Solar Hot Water Complete System | Each | Solar Heater |  | Active | COMP-008035 | Summer Solar Collector, CX BlACK, ZnAl | 2 | 1890
4.6025e+18 | SOL-024 | Summer 300CX Solar Hot Water Complete System | Each | Solar Heater |  | Active | COMP-005628 | PART KIT, 300L, DIRECT, CARTON | 1 | 0
4.6025e+18 | SOL-030 | SUMMER 400SX Solar Hot Water Complete System | Each | Solar Heater |  | Active | COMP-005668 | SUMMER SOLAR WATER HEATER TANK, 400L | 1 | 0
4.6025e+18 | SOL-030 | SUMMER 400SX Solar Hot Water Complete System | Each | Solar Heater |  | Active | COMP-S-000014 | Solar Collector SUMMER - TX | 2 | 0
4.6025e+18 | SOL-030 | SUMMER 400SX Solar Hot Water Complete System | Each | Solar Heater |  | Active | COMP-005630 | PART KIT, 400L, DIRECT, CARTON | 1 | 0
4.6025e+18 | SOL-025 | Summer 450CX Solar Hot Water Complete System | null | Solar Heater |  | Active | COMP-005672 | SUMMER 450L SOLAR WATER HEATER TANK | 1 | 2780
4.6025e+18 | SOL-025 | Summer 450CX Solar Hot Water Complete System | null | Solar Heater |  | Active | COMP-008035 | Summer Solar Collector, CX BlACK, ZnAl | 3 | 2835
4.6025e+18 | SOL-025 | Summer 450CX Solar Hot Water Complete System | null | Solar Heater |  | Active | COMP-005632 | PART KIT, 450L, DIRECT, CARTON | 1 | 0
4.6025e+18 | SPVHD2025-H1P4.96 | Hoymiles Hybrid 1P Solar PV System 4.96/4.6 | Each | Solar PV |  | Active | SSA-66HD-620N | Solarspace 620W N-Topcon Bi Facial PV Module | 8 | 0
4.6025e+18 | SPVHD2025-H1P4.96 | Hoymiles Hybrid 1P Solar PV System 4.96/4.6 | Each | Solar PV |  | Active | HYS-4.6LV-EUG2 | HOYMILES HYBRID INVERTER 4.6KW 1 PHASE | 1 | 0
4.6025e+18 | SPVHD2025-H1P4.96 | Hoymiles Hybrid 1P Solar PV System 4.96/4.6 | Each | Solar PV |  | Active | LB-16D-G2 | HOYMILES SOLAR PV LV BATTERY 16KWH | 1 | 2200
4.6025e+18 | SPVHD2025-H1P4.96 | Hoymiles Hybrid 1P Solar PV System 4.96/4.6 | Each | Solar PV |  | Active | PVCBHI-1-2 | PV Combiner Box, 63A, 1P2S, Hybrid Inverter | 1 | 0
4.6025e+18 | SPVHD2025-H1P4.96 | Hoymiles Hybrid 1P Solar PV System 4.96/4.6 | Each | Solar PV |  | Active | IKPVEHI-31-100 | PV Electrical Install Kit, 3 Phase, Hybrid, 2 MPPT, 1-2 Floor | 1 | 0
4.6025e+18 | SPVHD2025-H1P4.96 | Hoymiles Hybrid 1P Solar PV System 4.96/4.6 | Each | Solar PV |  | Active | IKPVTP-8 | PV Install Kit Tiles Portrait 8/R | 1 | 0
4.6025e+18 | SPVHD2025-H1P4.96 | Hoymiles Hybrid 1P Solar PV System 4.96/4.6 | Each | Solar PV |  | Active | T-483 | Solartech PV System Installation 8 MODULES | 1 | 0
4.6025e+18 | SPVHD2025-H1P4.96 | Hoymiles Hybrid 1P Solar PV System 4.96/4.6 | Each | Solar PV |  | Active | T-434 | Solartech Photovoltaic System Testing & Commissioning | 1 | 0
4.6025e+18 | SPVHD2025-H1P4.96 | Hoymiles Hybrid 1P Solar PV System 4.96/4.6 | Each | Solar PV |  | Active | T-1001 | Seda Application Fee | 1 | 0
4.6025e+18 | SPVHD2025-H1P4.96 | Hoymiles Hybrid 1P Solar PV System 4.96/4.6 | Each | Solar PV |  | Active | SAF-01 | SURUHANJAYA APPLICATION FEE | 1 | 0
4.6025e+18 | SPVHD2025-H1P4.96 | Hoymiles Hybrid 1P Solar PV System 4.96/4.6 | Each | Solar PV |  | Active | T-432 | TnB Application | 1 | 0
4.6025e+18 | SPVHD2025-H1P4.96 | Hoymiles Hybrid 1P Solar PV System 4.96/4.6 | Each | Solar PV |  | Active | T-427 | Skylift (27 M) | 1 | 0
4.6025e+18 | SPVHD2025-H1P4.96 | Hoymiles Hybrid 1P Solar PV System 4.96/4.6 | Each | Solar PV |  | Active | BHIIK | Battery Hybrid Inverter Installation Kit | 1 | 0
4.6025e+18 | PVCBHI-1-3 | PV Combiner Box, 63A, 1P3S, Hybrid Inverter | Each | Solar PV | COMBINER BOX PREFAB | Active | DB-2R-28WAYS | Combiner box 2 row 28 - 30 ways | 1 | 55
4.6025e+18 | PVCBHI-1-3 | PV Combiner Box, 63A, 1P3S, Hybrid Inverter | Each | Solar PV | COMBINER BOX PREFAB | Active | FPV-63-800 | DC MCB - 2P 63A 800VDC | 3 | 0
4.6025e+18 | PVCBHI-1-3 | PV Combiner Box, 63A, 1P3S, Hybrid Inverter | Each | Solar PV | COMBINER BOX PREFAB | Active | FSP-D40 | DC SPD - 2P 800 VDC 20~40KA SPD | 3 | 0
4.6025e+18 | PVCBHI-1-3 | PV Combiner Box, 63A, 1P3S, Hybrid Inverter | Each | Solar PV | COMBINER BOX PREFAB | Active | FDS-32B | DC FUSE HOLDER - 20A 1000VDC | 3 | 0
4.6025e+18 | PVCBHI-1-3 | PV Combiner Box, 63A, 1P3S, Hybrid Inverter | Each | Solar PV | COMBINER BOX PREFAB | Active | FDS-32 | DC Fuse Link - 20A 1000VDC | 3 | 0
4.6025e+18 | PVCBHI-1-3 | PV Combiner Box, 63A, 1P3S, Hybrid Inverter | Each | Solar PV | COMBINER BOX PREFAB | Active | FE7-63-2P | AC MCB - 2P, 63A | 1 | 0
4.6025e+18 | PVCBHI-1-3 | PV Combiner Box, 63A, 1P3S, Hybrid Inverter | Each | Solar PV | COMBINER BOX PREFAB | Active | FSP-A40-275 | AC SPD - 2P, 275VAC, 20~40KA | 1 | 0
4.6025e+18 | PVCBHI-1-3 | PV Combiner Box, 63A, 1P3S, Hybrid Inverter | Each | Solar PV | COMBINER BOX PREFAB | Active | DDM15SD | ENERGY METER - 1 Phase, 2P, 220V | 1 | 0
4.6025e+18 | PVCBHI-1-4 | PV Combiner Box, 63A, 1P4S, Hybrid Inverter | Each | Solar PV | COMBINER BOX PREFAB | Active | DB-2R-28WAYS | Combiner box 2 row 28 - 30 ways | 1 | 55
4.6025e+18 | PVCBHI-1-4 | PV Combiner Box, 63A, 1P4S, Hybrid Inverter | Each | Solar PV | COMBINER BOX PREFAB | Active | FPV-63-800 | DC MCB - 2P 63A 800VDC | 4 | 0
4.6025e+18 | PVCBHI-1-4 | PV Combiner Box, 63A, 1P4S, Hybrid Inverter | Each | Solar PV | COMBINER BOX PREFAB | Active | FSP-D40 | DC SPD - 2P 800 VDC 20~40KA SPD | 4 | 0
4.6025e+18 | PVCBHI-1-4 | PV Combiner Box, 63A, 1P4S, Hybrid Inverter | Each | Solar PV | COMBINER BOX PREFAB | Active | FDS-32B | DC FUSE HOLDER - 20A 1000VDC | 4 | 0
4.6025e+18 | PVCBHI-1-4 | PV Combiner Box, 63A, 1P4S, Hybrid Inverter | Each | Solar PV | COMBINER BOX PREFAB | Active | FDS-32 | DC Fuse Link - 20A 1000VDC | 4 | 0
4.6025e+18 | PVCBHI-1-4 | PV Combiner Box, 63A, 1P4S, Hybrid Inverter | Each | Solar PV | COMBINER BOX PREFAB | Active | FE7-63-2P | AC MCB - 2P, 63A | 1 | 0
4.6025e+18 | PVCBHI-1-4 | PV Combiner Box, 63A, 1P4S, Hybrid Inverter | Each | Solar PV | COMBINER BOX PREFAB | Active | FSP-A40-275 | AC SPD - 2P, 275VAC, 20~40KA | 1 | 0
4.6025e+18 | PVCBHI-1-4 | PV Combiner Box, 63A, 1P4S, Hybrid Inverter | Each | Solar PV | COMBINER BOX PREFAB | Active | DDM15SD | ENERGY METER - 1 Phase, 2P, 220V | 1 | 0
4.6025e+18 | SPVHD2025-H1P6.2 | Hoymiles Hybrid 1P Solar PV System 6.2/5 | Each | Solar PV |  | Active | SSA-66HD-620N | Solarspace 620W N-Topcon Bi Facial PV Module | 10 | 0
4.6025e+18 | SPVHD2025-H1P6.2 | Hoymiles Hybrid 1P Solar PV System 6.2/5 | Each | Solar PV |  | Active | HYS-5.0LV-EUG1 | HOYMILES HYBRID INVERTER 5KW 1 PHASE | 1 | 15335
4.6025e+18 | SPVHD2025-H1P6.2 | Hoymiles Hybrid 1P Solar PV System 6.2/5 | Each | Solar PV |  | Active | LB-16D-G2 | HOYMILES SOLAR PV LV BATTERY 16KWH | 1 | 2200
4.6025e+18 | SPVHD2025-H1P6.2 | Hoymiles Hybrid 1P Solar PV System 6.2/5 | Each | Solar PV |  | Active | PVCBHI-1-2 | PV Combiner Box, 63A, 1P2S, Hybrid Inverter | 1 | 0
4.6025e+18 | SPVHD2025-H1P6.2 | Hoymiles Hybrid 1P Solar PV System 6.2/5 | Each | Solar PV |  | Active | IKPVEHI-31-100 | PV Electrical Install Kit, 3 Phase, Hybrid, 2 MPPT, 1-2 Floor | 1 | 0
4.6025e+18 | SPVHD2025-H1P6.2 | Hoymiles Hybrid 1P Solar PV System 6.2/5 | Each | Solar PV |  | Active | BHIIK | Battery Hybrid Inverter Installation Kit | 1 | 0
4.6025e+18 | SPVHD2025-H1P6.2 | Hoymiles Hybrid 1P Solar PV System 6.2/5 | Each | Solar PV |  | Active | IKPVTP-10 | PV Install Kit Tiles Portrait 10/R | 1 | 0
4.6025e+18 | SPVHD2025-H1P6.2 | Hoymiles Hybrid 1P Solar PV System 6.2/5 | Each | Solar PV |  | Active | T-485 | Solartech PV System Installation 10 MODULES | 1 | 0
4.6025e+18 | SPVHD2025-H1P6.2 | Hoymiles Hybrid 1P Solar PV System 6.2/5 | Each | Solar PV |  | Active | T-434 | Solartech Photovoltaic System Testing & Commissioning | 1 | 0
4.6025e+18 | SPVHD2025-H1P6.2 | Hoymiles Hybrid 1P Solar PV System 6.2/5 | Each | Solar PV |  | Active | T-1001 | Seda Application Fee | 1 | 0
4.6025e+18 | SPVHD2025-H1P6.2 | Hoymiles Hybrid 1P Solar PV System 6.2/5 | Each | Solar PV |  | Active | SAF-01 | SURUHANJAYA APPLICATION FEE | 1 | 0
4.6025e+18 | SPVHD2025-H1P6.2 | Hoymiles Hybrid 1P Solar PV System 6.2/5 | Each | Solar PV |  | Active | T-432 | TnB Application | 1 | 0
4.6025e+18 | SPVHD2025-H1P6.2 | Hoymiles Hybrid 1P Solar PV System 6.2/5 | Each | Solar PV |  | Active | T-427 | Skylift (27 M) | 1 | 0
4.6025e+18 | SPVHD2025-H1P7.44 | Hoymiles Hybrid 1P Solar PV System 7.44/6 | Each | Solar PV |  | Active | SSA-66HD-620N | Solarspace 620W N-Topcon Bi Facial PV Module | 12 | 0
4.6025e+18 | SPVHD2025-H1P7.44 | Hoymiles Hybrid 1P Solar PV System 7.44/6 | Each | Solar PV |  | Active | LB-16D-G2 | HOYMILES SOLAR PV LV BATTERY 16KWH | 1 | 2200
4.6025e+18 | SPVHD2025-H1P7.44 | Hoymiles Hybrid 1P Solar PV System 7.44/6 | Each | Solar PV |  | Active | PVCBHI-1-2 | PV Combiner Box, 63A, 1P2S, Hybrid Inverter | 1 | 0
4.6025e+18 | SPVHD2025-H1P7.44 | Hoymiles Hybrid 1P Solar PV System 7.44/6 | Each | Solar PV |  | Active | IKPVEHI-31-100 | PV Electrical Install Kit, 3 Phase, Hybrid, 2 MPPT, 1-2 Floor | 1 | 0
4.6025e+18 | SPVHD2025-H1P7.44 | Hoymiles Hybrid 1P Solar PV System 7.44/6 | Each | Solar PV |  | Active | BHIIK | Battery Hybrid Inverter Installation Kit | 1 | 0
4.6025e+18 | SPVHD2025-H1P7.44 | Hoymiles Hybrid 1P Solar PV System 7.44/6 | Each | Solar PV |  | Active | IKPVTP-12 | PV INSTALL KIT TILES PORTRAIT 12/R | 1 | 0
4.6025e+18 | SPVHD2025-H1P7.44 | Hoymiles Hybrid 1P Solar PV System 7.44/6 | Each | Solar PV |  | Active | T-487 | Solartech PV System Installation 12 MODULES | 1 | 0
4.6025e+18 | SPVHD2025-H1P7.44 | Hoymiles Hybrid 1P Solar PV System 7.44/6 | Each | Solar PV |  | Active | T-434 | Solartech Photovoltaic System Testing & Commissioning | 1 | 0
4.6025e+18 | SPVHD2025-H1P7.44 | Hoymiles Hybrid 1P Solar PV System 7.44/6 | Each | Solar PV |  | Active | T-1001 | Seda Application Fee | 1 | 0
4.6025e+18 | SPVHD2025-H1P7.44 | Hoymiles Hybrid 1P Solar PV System 7.44/6 | Each | Solar PV |  | Active | SAF-01 | SURUHANJAYA APPLICATION FEE | 1 | 0
4.6025e+18 | SPVHD2025-H1P7.44 | Hoymiles Hybrid 1P Solar PV System 7.44/6 | Each | Solar PV |  | Active | T-432 | TnB Application | 1 | 0
4.6025e+18 | SPVHD2025-H1P7.44 | Hoymiles Hybrid 1P Solar PV System 7.44/6 | Each | Solar PV |  | Active | T-427 | Skylift (27 M) | 1 | 0
4.6025e+18 | SPVHD2025-H1P7.44 | Hoymiles Hybrid 1P Solar PV System 7.44/6 | Each | Solar PV |  | Active | HYS-6.0LV-EUG1 | HOYMILES HYBRID INVERTER 6KW 1 PHASE | 1 | 0
4.6025e+18 | SPVHD2025-H1P8.68 | Hoymiles Hybrid 1P Solar PV System 8.68/8 | Each | Solar PV |  | Active | SSA-66HD-620N | Solarspace 620W N-Topcon Bi Facial PV Module | 14 | 0
4.6025e+18 | SPVHD2025-H1P8.68 | Hoymiles Hybrid 1P Solar PV System 8.68/8 | Each | Solar PV |  | Active | D-HYS-8.0LV-EUG2 | D-HOYMILES HYBRID INVERTER 8KW 1 PHASE | 1 | 0
4.6025e+18 | SPVHD2025-H1P8.68 | Hoymiles Hybrid 1P Solar PV System 8.68/8 | Each | Solar PV |  | Active | LB-16D-G2 | HOYMILES SOLAR PV LV BATTERY 16KWH | 1 | 2200
4.6025e+18 | SPVHD2025-H1P8.68 | Hoymiles Hybrid 1P Solar PV System 8.68/8 | Each | Solar PV |  | Active | BHIIK | Battery Hybrid Inverter Installation Kit | 1 | 0
4.6025e+18 | SPVHD2025-H1P8.68 | Hoymiles Hybrid 1P Solar PV System 8.68/8 | Each | Solar PV |  | Active | IKPVTP-7 | PV Install Kit Tiles Portrait 7/R | 2 | 0
4.6025e+18 | SPVHD2025-H1P8.68 | Hoymiles Hybrid 1P Solar PV System 8.68/8 | Each | Solar PV |  | Active | T-489 | Solartech PV System Installation 14 MODULES | 1 | 0
4.6025e+18 | SPVHD2025-H1P8.68 | Hoymiles Hybrid 1P Solar PV System 8.68/8 | Each | Solar PV |  | Active | T-434 | Solartech Photovoltaic System Testing & Commissioning | 1 | 0
4.6025e+18 | SPVHD2025-H1P8.68 | Hoymiles Hybrid 1P Solar PV System 8.68/8 | Each | Solar PV |  | Active | T-1001 | Seda Application Fee | 1 | 0
4.6025e+18 | SPVHD2025-H1P8.68 | Hoymiles Hybrid 1P Solar PV System 8.68/8 | Each | Solar PV |  | Active | SAF-01 | SURUHANJAYA APPLICATION FEE | 1 | 0
4.6025e+18 | SPVHD2025-H1P8.68 | Hoymiles Hybrid 1P Solar PV System 8.68/8 | Each | Solar PV |  | Active | T-432 | TnB Application | 1 | 0
4.6025e+18 | SPVHD2025-H1P8.68 | Hoymiles Hybrid 1P Solar PV System 8.68/8 | Each | Solar PV |  | Active | T-427 | Skylift (27 M) | 1 | 0
4.6025e+18 | SPVHD2025-H1P8.68 | Hoymiles Hybrid 1P Solar PV System 8.68/8 | Each | Solar PV |  | Active | PVCBHI-1-4 | PV Combiner Box, 63A, 1P4S, Hybrid Inverter | 1 | 0
4.6025e+18 | SPVHD2025-H1P8.68 | Hoymiles Hybrid 1P Solar PV System 8.68/8 | Each | Solar PV |  | Active | IKPVEHI-31-300 | PV Electrical Install Kit, 3 Phase, Hybrid, 4 MPPT, 1-2 Floor | 1 | 0
4.6025e+18 | SPVHD2025-H1P9.92 | Hoymiles Hybrid 1P Solar PV System 9.92/8 | Each | Solar PV |  | Active | SSA-66HD-620N | Solarspace 620W N-Topcon Bi Facial PV Module | 16 | 0
4.6025e+18 | SPVHD2025-H1P9.92 | Hoymiles Hybrid 1P Solar PV System 9.92/8 | Each | Solar PV |  | Active | D-HYS-8.0LV-EUG2 | D-HOYMILES HYBRID INVERTER 8KW 1 PHASE | 1 | 0
4.6025e+18 | SPVHD2025-H1P9.92 | Hoymiles Hybrid 1P Solar PV System 9.92/8 | Each | Solar PV |  | Active | LB-16D-G2 | HOYMILES SOLAR PV LV BATTERY 16KWH | 1 | 2200
4.6025e+18 | SPVHD2025-H1P9.92 | Hoymiles Hybrid 1P Solar PV System 9.92/8 | Each | Solar PV |  | Active | PVCBHI-1-4 | PV Combiner Box, 63A, 1P4S, Hybrid Inverter | 1 | 0
4.6025e+18 | SPVHD2025-H1P9.92 | Hoymiles Hybrid 1P Solar PV System 9.92/8 | Each | Solar PV |  | Active | IKPVEHI-31-300 | PV Electrical Install Kit, 3 Phase, Hybrid, 4 MPPT, 1-2 Floor | 1 | 0
4.6025e+18 | SPVHD2025-H1P9.92 | Hoymiles Hybrid 1P Solar PV System 9.92/8 | Each | Solar PV |  | Active | BHIIK | Battery Hybrid Inverter Installation Kit | 1 | 0
4.6025e+18 | SPVHD2025-H1P9.92 | Hoymiles Hybrid 1P Solar PV System 9.92/8 | Each | Solar PV |  | Active | IKPVTP-8 | PV Install Kit Tiles Portrait 8/R | 2 | 0
4.6025e+18 | SPVHD2025-H1P9.92 | Hoymiles Hybrid 1P Solar PV System 9.92/8 | Each | Solar PV |  | Active | T-493 | Solartech PV System Installation 16 MODULES | 1 | 0
4.6025e+18 | SPVHD2025-H1P9.92 | Hoymiles Hybrid 1P Solar PV System 9.92/8 | Each | Solar PV |  | Active | T-434 | Solartech Photovoltaic System Testing & Commissioning | 1 | 0
4.6025e+18 | SPVHD2025-H1P9.92 | Hoymiles Hybrid 1P Solar PV System 9.92/8 | Each | Solar PV |  | Active | T-1001 | Seda Application Fee | 1 | 0
4.6025e+18 | SPVHD2025-H1P9.92 | Hoymiles Hybrid 1P Solar PV System 9.92/8 | Each | Solar PV |  | Active | SAF-01 | SURUHANJAYA APPLICATION FEE | 1 | 0
4.6025e+18 | SPVHD2025-H1P9.92 | Hoymiles Hybrid 1P Solar PV System 9.92/8 | Each | Solar PV |  | Active | T-432 | TnB Application | 1 | 0
4.6025e+18 | SPVHD2025-H1P9.92 | Hoymiles Hybrid 1P Solar PV System 9.92/8 | Each | Solar PV |  | Active | T-427 | Skylift (27 M) | 1 | 0
4.6025e+18 | SPVHD2025-H1P11.16 | Hoymiles Hybrid 1P Solar PV System 11.16/10 | Each | Solar PV |  | Active | SSA-66HD-620N | Solarspace 620W N-Topcon Bi Facial PV Module | 18 | 0
4.6025e+18 | SPVHD2025-H1P11.16 | Hoymiles Hybrid 1P Solar PV System 11.16/10 | Each | Solar PV |  | Active | D-HYS-10.0LV-EUG2 | D-HOYMILES HYBRID INVERTER 10KW 1 PHASE | 1 | 0
4.6025e+18 | SPVHD2025-H1P11.16 | Hoymiles Hybrid 1P Solar PV System 11.16/10 | Each | Solar PV |  | Active | LB-16D-G2 | HOYMILES SOLAR PV LV BATTERY 16KWH | 1 | 2200
4.6025e+18 | SPVHD2025-H1P11.16 | Hoymiles Hybrid 1P Solar PV System 11.16/10 | Each | Solar PV |  | Active | PVCBHI-1-4 | PV Combiner Box, 63A, 1P4S, Hybrid Inverter | 1 | 0
4.6025e+18 | SPVHD2025-H1P11.16 | Hoymiles Hybrid 1P Solar PV System 11.16/10 | Each | Solar PV |  | Active | IKPVEHI-31-300 | PV Electrical Install Kit, 3 Phase, Hybrid, 4 MPPT, 1-2 Floor | 1 | 0
4.6025e+18 | SPVHD2025-H1P11.16 | Hoymiles Hybrid 1P Solar PV System 11.16/10 | Each | Solar PV |  | Active | BHIIK | Battery Hybrid Inverter Installation Kit | 1 | 0
4.6025e+18 | SPVHD2025-H1P11.16 | Hoymiles Hybrid 1P Solar PV System 11.16/10 | Each | Solar PV |  | Active | IKPVTP-9 | PV Install Kit Tiles Portrait 9/R | 2 | 0
4.6025e+18 | SPVHD2025-H1P11.16 | Hoymiles Hybrid 1P Solar PV System 11.16/10 | Each | Solar PV |  | Active | T-495 | Solartech PV System Installation 18 MODULES | 1 | 0
4.6025e+18 | SPVHD2025-H1P11.16 | Hoymiles Hybrid 1P Solar PV System 11.16/10 | Each | Solar PV |  | Active | T-434 | Solartech Photovoltaic System Testing & Commissioning | 1 | 0
4.6025e+18 | SPVHD2025-H1P11.16 | Hoymiles Hybrid 1P Solar PV System 11.16/10 | Each | Solar PV |  | Active | T-1001 | Seda Application Fee | 1 | 0
4.6025e+18 | SPVHD2025-H1P11.16 | Hoymiles Hybrid 1P Solar PV System 11.16/10 | Each | Solar PV |  | Active | SAF-01 | SURUHANJAYA APPLICATION FEE | 1 | 0
4.6025e+18 | SPVHD2025-H1P11.16 | Hoymiles Hybrid 1P Solar PV System 11.16/10 | Each | Solar PV |  | Active | T-432 | TnB Application | 1 | 0
4.6025e+18 | SPVHD2025-H1P11.16 | Hoymiles Hybrid 1P Solar PV System 11.16/10 | Each | Solar PV |  | Active | T-427 | Skylift (27 M) | 1 | 0
4.6025e+18 | SPVHD2025-H1P12.4 | Hoymiles Hybrid 1P Solar PV System 12.4/10 | Each | Solar PV |  | Active | SSA-66HD-620N | Solarspace 620W N-Topcon Bi Facial PV Module | 20 | 0
4.6025e+18 | SPVHD2025-H1P12.4 | Hoymiles Hybrid 1P Solar PV System 12.4/10 | Each | Solar PV |  | Active | D-HYS-10.0LV-EUG2 | D-HOYMILES HYBRID INVERTER 10KW 1 PHASE | 1 | 0
4.6025e+18 | SPVHD2025-H1P12.4 | Hoymiles Hybrid 1P Solar PV System 12.4/10 | Each | Solar PV |  | Active | LB-16D-G2 | HOYMILES SOLAR PV LV BATTERY 16KWH | 1 | 2200
4.6025e+18 | SPVHD2025-H1P12.4 | Hoymiles Hybrid 1P Solar PV System 12.4/10 | Each | Solar PV |  | Active | PVCBHI-1-4 | PV Combiner Box, 63A, 1P4S, Hybrid Inverter | 1 | 0
4.6025e+18 | SPVHD2025-H1P12.4 | Hoymiles Hybrid 1P Solar PV System 12.4/10 | Each | Solar PV |  | Active | IKPVEHI-31-300 | PV Electrical Install Kit, 3 Phase, Hybrid, 4 MPPT, 1-2 Floor | 1 | 0
4.6025e+18 | SPVHD2025-H1P12.4 | Hoymiles Hybrid 1P Solar PV System 12.4/10 | Each | Solar PV |  | Active | BHIIK | Battery Hybrid Inverter Installation Kit | 1 | 0
4.6025e+18 | SPVHD2025-H1P12.4 | Hoymiles Hybrid 1P Solar PV System 12.4/10 | Each | Solar PV |  | Active | IKPVTP-10 | PV Install Kit Tiles Portrait 10/R | 2 | 0
4.6025e+18 | SPVHD2025-H1P12.4 | Hoymiles Hybrid 1P Solar PV System 12.4/10 | Each | Solar PV |  | Active | T-497 | Solartech PV System Installation 20 MODULES | 1 | 0
4.6025e+18 | SPVHD2025-H1P12.4 | Hoymiles Hybrid 1P Solar PV System 12.4/10 | Each | Solar PV |  | Active | T-434 | Solartech Photovoltaic System Testing & Commissioning | 1 | 0
4.6025e+18 | SPVHD2025-H1P12.4 | Hoymiles Hybrid 1P Solar PV System 12.4/10 | Each | Solar PV |  | Active | T-1001 | Seda Application Fee | 1 | 0
4.6025e+18 | SPVHD2025-H1P12.4 | Hoymiles Hybrid 1P Solar PV System 12.4/10 | Each | Solar PV |  | Active | SAF-01 | SURUHANJAYA APPLICATION FEE | 1 | 0
4.6025e+18 | SPVHD2025-H1P12.4 | Hoymiles Hybrid 1P Solar PV System 12.4/10 | Each | Solar PV |  | Active | T-432 | TnB Application | 1 | 0
4.6025e+18 | SPVHD2025-H1P12.4 | Hoymiles Hybrid 1P Solar PV System 12.4/10 | Each | Solar PV |  | Active | T-427 | Skylift (27 M) | 1 | 0
4.6025e+18 | SPVHD2025-H1P13.64 | Hoymiles Hybrid 1P Solar PV System 13.64/12 | Each | Solar PV |  | Active | SSA-66HD-620N | Solarspace 620W N-Topcon Bi Facial PV Module | 22 | 0
4.6025e+18 | SPVHD2025-H1P13.64 | Hoymiles Hybrid 1P Solar PV System 13.64/12 | Each | Solar PV |  | Active | D-HYS-12.0LV-EUG2 | D-HOYMILES HYBRID INVERTER 12KW 1 PHASE | 1 | 0
4.6025e+18 | SPVHD2025-H1P13.64 | Hoymiles Hybrid 1P Solar PV System 13.64/12 | Each | Solar PV |  | Active | LB-16D-G2 | HOYMILES SOLAR PV LV BATTERY 16KWH | 1 | 2200
4.6025e+18 | SPVHD2025-H1P13.64 | Hoymiles Hybrid 1P Solar PV System 13.64/12 | Each | Solar PV |  | Active | PVCBHI-1-4 | PV Combiner Box, 63A, 1P4S, Hybrid Inverter | 1 | 0
4.6025e+18 | SPVHD2025-H1P13.64 | Hoymiles Hybrid 1P Solar PV System 13.64/12 | Each | Solar PV |  | Active | IKPVEHI-31-300 | PV Electrical Install Kit, 3 Phase, Hybrid, 4 MPPT, 1-2 Floor | 1 | 0
4.6025e+18 | SPVHD2025-H1P13.64 | Hoymiles Hybrid 1P Solar PV System 13.64/12 | Each | Solar PV |  | Active | BHIIK | Battery Hybrid Inverter Installation Kit | 1 | 0
4.6025e+18 | SPVHD2025-H1P13.64 | Hoymiles Hybrid 1P Solar PV System 13.64/12 | Each | Solar PV |  | Active | IKPVTP-10 | PV Install Kit Tiles Portrait 10/R | 2 | 0
4.6025e+18 | SPVHD2025-H1P13.64 | Hoymiles Hybrid 1P Solar PV System 13.64/12 | Each | Solar PV |  | Active | IKPVTP-2 | PV Install Kit Tiles Portrait 2/R | 1 | 0
4.6025e+18 | SPVHD2025-H1P13.64 | Hoymiles Hybrid 1P Solar PV System 13.64/12 | Each | Solar PV |  | Active | T-499 | Solartech PV System Installation 22 MODULES | 1 | 0
4.6025e+18 | SPVHD2025-H1P13.64 | Hoymiles Hybrid 1P Solar PV System 13.64/12 | Each | Solar PV |  | Active | T-434 | Solartech Photovoltaic System Testing & Commissioning | 1 | 0
4.6025e+18 | SPVHD2025-H1P13.64 | Hoymiles Hybrid 1P Solar PV System 13.64/12 | Each | Solar PV |  | Active | T-1001 | Seda Application Fee | 1 | 0
4.6025e+18 | SPVHD2025-H1P13.64 | Hoymiles Hybrid 1P Solar PV System 13.64/12 | Each | Solar PV |  | Active | SAF-01 | SURUHANJAYA APPLICATION FEE | 1 | 0
4.6025e+18 | SPVHD2025-H1P13.64 | Hoymiles Hybrid 1P Solar PV System 13.64/12 | Each | Solar PV |  | Active | T-432 | TnB Application | 1 | 0
4.6025e+18 | SPVHD2025-H1P13.64 | Hoymiles Hybrid 1P Solar PV System 13.64/12 | Each | Solar PV |  | Active | T-427 | Skylift (27 M) | 1 | 0
4.6025e+18 | SPVHD2025-H1P14.88 | Hoymiles Hybrid 1P Solar PV System 14.88/12 | Each | Solar PV |  | Active | SSA-66HD-620N | Solarspace 620W N-Topcon Bi Facial PV Module | 24 | 0
4.6025e+18 | SPVHD2025-H1P14.88 | Hoymiles Hybrid 1P Solar PV System 14.88/12 | Each | Solar PV |  | Active | D-HYS-12.0LV-EUG2 | D-HOYMILES HYBRID INVERTER 12KW 1 PHASE | 1 | 0
4.6025e+18 | SPVHD2025-H1P14.88 | Hoymiles Hybrid 1P Solar PV System 14.88/12 | Each | Solar PV |  | Active | LB-16D-G2 | HOYMILES SOLAR PV LV BATTERY 16KWH | 1 | 2200
4.6025e+18 | SPVHD2025-H1P14.88 | Hoymiles Hybrid 1P Solar PV System 14.88/12 | Each | Solar PV |  | Active | PVCBHI-1-4 | PV Combiner Box, 63A, 1P4S, Hybrid Inverter | 1 | 0
4.6025e+18 | SPVHD2025-H1P14.88 | Hoymiles Hybrid 1P Solar PV System 14.88/12 | Each | Solar PV |  | Active | IKPVEHI-31-300 | PV Electrical Install Kit, 3 Phase, Hybrid, 4 MPPT, 1-2 Floor | 1 | 0
4.6025e+18 | SPVHD2025-H1P14.88 | Hoymiles Hybrid 1P Solar PV System 14.88/12 | Each | Solar PV |  | Active | BHIIK | Battery Hybrid Inverter Installation Kit | 1 | 0
4.6025e+18 | SPVHD2025-H1P14.88 | Hoymiles Hybrid 1P Solar PV System 14.88/12 | Each | Solar PV |  | Active | IKPVTP-10 | PV Install Kit Tiles Portrait 10/R | 2 | 0
4.6025e+18 | SPVHD2025-H1P14.88 | Hoymiles Hybrid 1P Solar PV System 14.88/12 | Each | Solar PV |  | Active | IKPVTP-4 | PV Install Kit Tiles Portrait 4/R | 1 | 0
4.6025e+18 | SPVHD2025-H1P14.88 | Hoymiles Hybrid 1P Solar PV System 14.88/12 | Each | Solar PV |  | Active | T-507 | Solartech PV System Installation 24 MODULES | 1 | 0
4.6025e+18 | SPVHD2025-H1P14.88 | Hoymiles Hybrid 1P Solar PV System 14.88/12 | Each | Solar PV |  | Active | T-434 | Solartech Photovoltaic System Testing & Commissioning | 1 | 0
4.6025e+18 | SPVHD2025-H1P14.88 | Hoymiles Hybrid 1P Solar PV System 14.88/12 | Each | Solar PV |  | Active | T-1001 | Seda Application Fee | 1 | 0
4.6025e+18 | SPVHD2025-H1P14.88 | Hoymiles Hybrid 1P Solar PV System 14.88/12 | Each | Solar PV |  | Active | SAF-01 | SURUHANJAYA APPLICATION FEE | 1 | 0
4.6025e+18 | SPVHD2025-H1P14.88 | Hoymiles Hybrid 1P Solar PV System 14.88/12 | Each | Solar PV |  | Active | T-432 | TnB Application | 1 | 0
4.6025e+18 | SPVHD2025-H1P14.88 | Hoymiles Hybrid 1P Solar PV System 14.88/12 | Each | Solar PV |  | Active | T-427 | Skylift (27 M) | 1 | 0
4.6025e+18 | SPVHD2025-H1P16.12 | Hoymiles Hybrid 1P Solar PV System 16.12/12 | Each | Solar PV |  | Active | SSA-66HD-620N | Solarspace 620W N-Topcon Bi Facial PV Module | 26 | 0
4.6025e+18 | SPVHD2025-H1P16.12 | Hoymiles Hybrid 1P Solar PV System 16.12/12 | Each | Solar PV |  | Active | D-HYS-12.0LV-EUG2 | D-HOYMILES HYBRID INVERTER 12KW 1 PHASE | 1 | 0
4.6025e+18 | SPVHD2025-H1P16.12 | Hoymiles Hybrid 1P Solar PV System 16.12/12 | Each | Solar PV |  | Active | LB-16D-G2 | HOYMILES SOLAR PV LV BATTERY 16KWH | 1 | 2200
4.6025e+18 | SPVHD2025-H1P16.12 | Hoymiles Hybrid 1P Solar PV System 16.12/12 | Each | Solar PV |  | Active | PVCBHI-1-4 | PV Combiner Box, 63A, 1P4S, Hybrid Inverter | 1 | 0
4.6025e+18 | SPVHD2025-H1P16.12 | Hoymiles Hybrid 1P Solar PV System 16.12/12 | Each | Solar PV |  | Active | IKPVEHI-31-300 | PV Electrical Install Kit, 3 Phase, Hybrid, 4 MPPT, 1-2 Floor | 1 | 0
4.6025e+18 | SPVHD2025-H1P16.12 | Hoymiles Hybrid 1P Solar PV System 16.12/12 | Each | Solar PV |  | Active | BHIIK | Battery Hybrid Inverter Installation Kit | 1 | 0
4.6025e+18 | SPVHD2025-H1P16.12 | Hoymiles Hybrid 1P Solar PV System 16.12/12 | Each | Solar PV |  | Active | IKPVTP-10 | PV Install Kit Tiles Portrait 10/R | 2 | 0
4.6025e+18 | SPVHD2025-H1P16.12 | Hoymiles Hybrid 1P Solar PV System 16.12/12 | Each | Solar PV |  | Active | IKPVTP-6 | PV Install Kit Tiles Portrait 6/R | 1 | 0
4.6025e+18 | SPVHD2025-H1P16.12 | Hoymiles Hybrid 1P Solar PV System 16.12/12 | Each | Solar PV |  | Active | T-509 | Solartech PV System Installation 26 MODULES | 1 | 0
4.6025e+18 | SPVHD2025-H1P16.12 | Hoymiles Hybrid 1P Solar PV System 16.12/12 | Each | Solar PV |  | Active | T-434 | Solartech Photovoltaic System Testing & Commissioning | 1 | 0
4.6025e+18 | SPVHD2025-H1P16.12 | Hoymiles Hybrid 1P Solar PV System 16.12/12 | Each | Solar PV |  | Active | T-1001 | Seda Application Fee | 1 | 0
4.6025e+18 | SPVHD2025-H1P16.12 | Hoymiles Hybrid 1P Solar PV System 16.12/12 | Each | Solar PV |  | Active | SAF-01 | SURUHANJAYA APPLICATION FEE | 1 | 0
4.6025e+18 | SPVHD2025-H1P16.12 | Hoymiles Hybrid 1P Solar PV System 16.12/12 | Each | Solar PV |  | Active | T-432 | TnB Application | 1 | 0
4.6025e+18 | SPVHD2025-H1P16.12 | Hoymiles Hybrid 1P Solar PV System 16.12/12 | Each | Solar PV |  | Active | T-427 | Skylift (27 M) | 1 | 0
4.6025e+18 | SPVHD2025-H1P17.36 | Hoymiles Hybrid 1P Solar PV System 17.36/12 | Each | Solar PV |  | Active | SSA-66HD-620N | Solarspace 620W N-Topcon Bi Facial PV Module | 28 | 0
4.6025e+18 | SPVHD2025-H1P17.36 | Hoymiles Hybrid 1P Solar PV System 17.36/12 | Each | Solar PV |  | Active | D-HYS-12.0LV-EUG2 | D-HOYMILES HYBRID INVERTER 12KW 1 PHASE | 1 | 0
4.6025e+18 | SPVHD2025-H1P17.36 | Hoymiles Hybrid 1P Solar PV System 17.36/12 | Each | Solar PV |  | Active | LB-16D-G2 | HOYMILES SOLAR PV LV BATTERY 16KWH | 1 | 2200
4.6025e+18 | SPVHD2025-H1P17.36 | Hoymiles Hybrid 1P Solar PV System 17.36/12 | Each | Solar PV |  | Active | PVCBHI-1-4 | PV Combiner Box, 63A, 1P4S, Hybrid Inverter | 1 | 0
4.6025e+18 | SPVHD2025-H1P17.36 | Hoymiles Hybrid 1P Solar PV System 17.36/12 | Each | Solar PV |  | Active | IKPVEHI-31-300 | PV Electrical Install Kit, 3 Phase, Hybrid, 4 MPPT, 1-2 Floor | 1 | 0
4.6025e+18 | SPVHD2025-H1P17.36 | Hoymiles Hybrid 1P Solar PV System 17.36/12 | Each | Solar PV |  | Active | BHIIK | Battery Hybrid Inverter Installation Kit | 1 | 0
4.6025e+18 | SPVHD2025-H1P17.36 | Hoymiles Hybrid 1P Solar PV System 17.36/12 | Each | Solar PV |  | Active | IKPVTP-10 | PV Install Kit Tiles Portrait 10/R | 2 | 0
4.6025e+18 | SPVHD2025-H1P17.36 | Hoymiles Hybrid 1P Solar PV System 17.36/12 | Each | Solar PV |  | Active | IKPVTP-8 | PV Install Kit Tiles Portrait 8/R | 1 | 0
4.6025e+18 | SPVHD2025-H1P17.36 | Hoymiles Hybrid 1P Solar PV System 17.36/12 | Each | Solar PV |  | Active | T-511 | Solartech PV System Installation 28 MODULES | 1 | 0
4.6025e+18 | SPVHD2025-H1P17.36 | Hoymiles Hybrid 1P Solar PV System 17.36/12 | Each | Solar PV |  | Active | T-434 | Solartech Photovoltaic System Testing & Commissioning | 1 | 0
4.6025e+18 | SPVHD2025-H1P17.36 | Hoymiles Hybrid 1P Solar PV System 17.36/12 | Each | Solar PV |  | Active | T-1001 | Seda Application Fee | 1 | 0
4.6025e+18 | SPVHD2025-H1P17.36 | Hoymiles Hybrid 1P Solar PV System 17.36/12 | Each | Solar PV |  | Active | SAF-01 | SURUHANJAYA APPLICATION FEE | 1 | 0
4.6025e+18 | SPVHD2025-H1P17.36 | Hoymiles Hybrid 1P Solar PV System 17.36/12 | Each | Solar PV |  | Active | T-432 | TnB Application | 1 | 0
4.6025e+18 | SPVHD2025-H1P17.36 | Hoymiles Hybrid 1P Solar PV System 17.36/12 | Each | Solar PV |  | Active | T-427 | Skylift (27 M) | 1 | 0
4.6025e+18 | SPVHD2025-H3P4.96 | Hoymiles Hybrid 3P Solar PV System 4.96/5 | Each | Solar PV |  | Active | SSA-66HD-620N | Solarspace 620W N-Topcon Bi Facial PV Module | 8 | 0
4.6025e+18 | SPVHD2025-H3P4.96 | Hoymiles Hybrid 3P Solar PV System 4.96/5 | Each | Solar PV |  | Active | HIT-5L-G3 | HOYMILES HYBRID INVERTER 5KW 3-PHASE 4 MPPT | 1 | 0
4.6025e+18 | SPVHD2025-H3P4.96 | Hoymiles Hybrid 3P Solar PV System 4.96/5 | Each | Solar PV |  | Active | LB-16D-G2 | HOYMILES SOLAR PV LV BATTERY 16KWH | 1 | 2200
4.6025e+18 | SPVHD2025-H3P4.96 | Hoymiles Hybrid 3P Solar PV System 4.96/5 | Each | Solar PV |  | Active | PVCBHI-3-2 | PV Combiner Box, 63A, 3P2S, Hybrid Inverter | 1 | 0
4.6025e+18 | SPVHD2025-H3P4.96 | Hoymiles Hybrid 3P Solar PV System 4.96/5 | Each | Solar PV |  | Active | IKPVEHI-31-100 | PV Electrical Install Kit, 3 Phase, Hybrid, 2 MPPT, 1-2 Floor | 1 | 0
4.6025e+18 | SPVHD2025-H3P4.96 | Hoymiles Hybrid 3P Solar PV System 4.96/5 | Each | Solar PV |  | Active | BHIIK | Battery Hybrid Inverter Installation Kit | 1 | 0
4.6025e+18 | SPVHD2025-H3P4.96 | Hoymiles Hybrid 3P Solar PV System 4.96/5 | Each | Solar PV |  | Active | IKPVTP-8 | PV Install Kit Tiles Portrait 8/R | 1 | 0
4.6025e+18 | SPVHD2025-H3P4.96 | Hoymiles Hybrid 3P Solar PV System 4.96/5 | Each | Solar PV |  | Active | T-483 | Solartech PV System Installation 8 MODULES | 1 | 0
4.6025e+18 | SPVHD2025-H3P4.96 | Hoymiles Hybrid 3P Solar PV System 4.96/5 | Each | Solar PV |  | Active | T-434 | Solartech Photovoltaic System Testing & Commissioning | 1 | 0
4.6025e+18 | SPVHD2025-H3P4.96 | Hoymiles Hybrid 3P Solar PV System 4.96/5 | Each | Solar PV |  | Active | T-1001 | Seda Application Fee | 1 | 0
4.6025e+18 | SPVHD2025-H3P4.96 | Hoymiles Hybrid 3P Solar PV System 4.96/5 | Each | Solar PV |  | Active | SAF-01 | SURUHANJAYA APPLICATION FEE | 1 | 0
4.6025e+18 | SPVHD2025-H3P4.96 | Hoymiles Hybrid 3P Solar PV System 4.96/5 | Each | Solar PV |  | Active | T-432 | TnB Application | 1 | 0
4.6025e+18 | SPVHD2025-H3P4.96 | Hoymiles Hybrid 3P Solar PV System 4.96/5 | Each | Solar PV |  | Active | T-427 | Skylift (27 M) | 1 | 0
4.6025e+18 | SPVHD2025-H3P6.2 | Hoymiles Hybrid 3P Solar PV System 6.2/5 | Each | Solar PV |  | Active | SSA-66HD-620N | Solarspace 620W N-Topcon Bi Facial PV Module | 10 | 0
4.6025e+18 | SPVHD2025-H3P6.2 | Hoymiles Hybrid 3P Solar PV System 6.2/5 | Each | Solar PV |  | Active | HIT-5L-G3 | HOYMILES HYBRID INVERTER 5KW 3-PHASE 4 MPPT | 1 | 0
4.6025e+18 | SPVHD2025-H3P6.2 | Hoymiles Hybrid 3P Solar PV System 6.2/5 | Each | Solar PV |  | Active | LB-16D-G2 | HOYMILES SOLAR PV LV BATTERY 16KWH | 1 | 2200
4.6025e+18 | SPVHD2025-H3P6.2 | Hoymiles Hybrid 3P Solar PV System 6.2/5 | Each | Solar PV |  | Active | PVCBHI-3-2 | PV Combiner Box, 63A, 3P2S, Hybrid Inverter | 1 | 0
4.6025e+18 | SPVHD2025-H3P6.2 | Hoymiles Hybrid 3P Solar PV System 6.2/5 | Each | Solar PV |  | Active | IKPVEHI-31-100 | PV Electrical Install Kit, 3 Phase, Hybrid, 2 MPPT, 1-2 Floor | 1 | 0
4.6025e+18 | SPVHD2025-H3P6.2 | Hoymiles Hybrid 3P Solar PV System 6.2/5 | Each | Solar PV |  | Active | BHIIK | Battery Hybrid Inverter Installation Kit | 1 | 0
4.6025e+18 | SPVHD2025-H3P6.2 | Hoymiles Hybrid 3P Solar PV System 6.2/5 | Each | Solar PV |  | Active | IKPVTP-10 | PV Install Kit Tiles Portrait 10/R | 1 | 0
4.6025e+18 | SPVHD2025-H3P6.2 | Hoymiles Hybrid 3P Solar PV System 6.2/5 | Each | Solar PV |  | Active | T-485 | Solartech PV System Installation 10 MODULES | 1 | 0
4.6025e+18 | SPVHD2025-H3P6.2 | Hoymiles Hybrid 3P Solar PV System 6.2/5 | Each | Solar PV |  | Active | T-434 | Solartech Photovoltaic System Testing & Commissioning | 1 | 0
4.6025e+18 | SPVHD2025-H3P6.2 | Hoymiles Hybrid 3P Solar PV System 6.2/5 | Each | Solar PV |  | Active | T-1001 | Seda Application Fee | 1 | 0
4.6025e+18 | SPVHD2025-H3P6.2 | Hoymiles Hybrid 3P Solar PV System 6.2/5 | Each | Solar PV |  | Active | SAF-01 | SURUHANJAYA APPLICATION FEE | 1 | 0
4.6025e+18 | SPVHD2025-H3P6.2 | Hoymiles Hybrid 3P Solar PV System 6.2/5 | Each | Solar PV |  | Active | T-432 | TnB Application | 1 | 0
4.6025e+18 | SPVHD2025-H3P6.2 | Hoymiles Hybrid 3P Solar PV System 6.2/5 | Each | Solar PV |  | Active | T-427 | Skylift (27 M) | 1 | 0
4.6025e+18 | SPVHD2025-H3P7.44 | Hoymiles Hybrid 3P Solar PV System 7.44/6 | Each | Solar PV |  | Active | SSA-66HD-620N | Solarspace 620W N-Topcon Bi Facial PV Module | 12 | 0
4.6025e+18 | SPVHD2025-H3P7.44 | Hoymiles Hybrid 3P Solar PV System 7.44/6 | Each | Solar PV |  | Active | D-HIT-6L-G3 | D-HOYMILES HYBRID INVERTER 6KW 3 PHASE | 1 | 0
4.6025e+18 | SPVHD2025-H3P7.44 | Hoymiles Hybrid 3P Solar PV System 7.44/6 | Each | Solar PV |  | Active | LB-16D-G2 | HOYMILES SOLAR PV LV BATTERY 16KWH | 1 | 2200
4.6025e+18 | SPVHD2025-H3P7.44 | Hoymiles Hybrid 3P Solar PV System 7.44/6 | Each | Solar PV |  | Active | PVCBHI-3-2 | PV Combiner Box, 63A, 3P2S, Hybrid Inverter | 1 | 0
4.6025e+18 | SPVHD2025-H3P7.44 | Hoymiles Hybrid 3P Solar PV System 7.44/6 | Each | Solar PV |  | Active | IKPVEHI-31-100 | PV Electrical Install Kit, 3 Phase, Hybrid, 2 MPPT, 1-2 Floor | 1 | 0
4.6025e+18 | SPVHD2025-H3P7.44 | Hoymiles Hybrid 3P Solar PV System 7.44/6 | Each | Solar PV |  | Active | BHIIK | Battery Hybrid Inverter Installation Kit | 1 | 0
4.6025e+18 | SPVHD2025-H3P7.44 | Hoymiles Hybrid 3P Solar PV System 7.44/6 | Each | Solar PV |  | Active | IKPVTP-12 | PV INSTALL KIT TILES PORTRAIT 12/R | 1 | 0
4.6025e+18 | SPVHD2025-H3P7.44 | Hoymiles Hybrid 3P Solar PV System 7.44/6 | Each | Solar PV |  | Active | T-487 | Solartech PV System Installation 12 MODULES | 1 | 0
4.6025e+18 | SPVHD2025-H3P7.44 | Hoymiles Hybrid 3P Solar PV System 7.44/6 | Each | Solar PV |  | Active | T-434 | Solartech Photovoltaic System Testing & Commissioning | 1 | 0
4.6025e+18 | SPVHD2025-H3P7.44 | Hoymiles Hybrid 3P Solar PV System 7.44/6 | Each | Solar PV |  | Active | T-1001 | Seda Application Fee | 1 | 0
4.6025e+18 | SPVHD2025-H3P7.44 | Hoymiles Hybrid 3P Solar PV System 7.44/6 | Each | Solar PV |  | Active | SAF-01 | SURUHANJAYA APPLICATION FEE | 1 | 0
4.6025e+18 | SPVHD2025-H3P7.44 | Hoymiles Hybrid 3P Solar PV System 7.44/6 | Each | Solar PV |  | Active | T-432 | TnB Application | 1 | 0
4.6025e+18 | SPVHD2025-H3P7.44 | Hoymiles Hybrid 3P Solar PV System 7.44/6 | Each | Solar PV |  | Active | T-427 | Skylift (27 M) | 1 | 0
4.6025e+18 | SPVHD2025-H3P8.68 | Hoymiles Hybrid 3P Solar PV System 8.68/8 | Each | Solar PV |  | Active | SSA-66HD-620N | Solarspace 620W N-Topcon Bi Facial PV Module | 14 | 0
4.6025e+18 | SPVHD2025-H3P8.68 | Hoymiles Hybrid 3P Solar PV System 8.68/8 | Each | Solar PV |  | Active | HIT-8L-G3 | HOYMILES HYBRID INVERTER 8KW 3-PHASE 3 MPPT | 1 | 0
4.6025e+18 | SPVHD2025-H3P8.68 | Hoymiles Hybrid 3P Solar PV System 8.68/8 | Each | Solar PV |  | Active | LB-16D-G2 | HOYMILES SOLAR PV LV BATTERY 16KWH | 1 | 2200
4.6025e+18 | SPVHD2025-H3P8.68 | Hoymiles Hybrid 3P Solar PV System 8.68/8 | Each | Solar PV |  | Active | PVCBHI-3-3 | PV Combiner Box, 63A, 3P3S, Hybrid Inverter | 1 | 0
4.6025e+18 | SPVHD2025-H3P8.68 | Hoymiles Hybrid 3P Solar PV System 8.68/8 | Each | Solar PV |  | Active | IKPVEHI-31-200 | PV Electrical Install Kit, 3 Phase, Hybrid, 3 MPPT, 1-2 Floor | 1 | 0
4.6025e+18 | SPVHD2025-H3P8.68 | Hoymiles Hybrid 3P Solar PV System 8.68/8 | Each | Solar PV |  | Active | BHIIK | Battery Hybrid Inverter Installation Kit | 1 | 0
4.6025e+18 | SPVHD2025-H3P8.68 | Hoymiles Hybrid 3P Solar PV System 8.68/8 | Each | Solar PV |  | Active | IKPVTP-7 | PV Install Kit Tiles Portrait 7/R | 2 | 0
4.6025e+18 | SPVHD2025-H3P8.68 | Hoymiles Hybrid 3P Solar PV System 8.68/8 | Each | Solar PV |  | Active | T-489 | Solartech PV System Installation 14 MODULES | 1 | 0
4.6025e+18 | SPVHD2025-H3P8.68 | Hoymiles Hybrid 3P Solar PV System 8.68/8 | Each | Solar PV |  | Active | T-434 | Solartech Photovoltaic System Testing & Commissioning | 1 | 0
4.6025e+18 | SPVHD2025-H3P8.68 | Hoymiles Hybrid 3P Solar PV System 8.68/8 | Each | Solar PV |  | Active | T-1001 | Seda Application Fee | 1 | 0
4.6025e+18 | SPVHD2025-H3P8.68 | Hoymiles Hybrid 3P Solar PV System 8.68/8 | Each | Solar PV |  | Active | SAF-01 | SURUHANJAYA APPLICATION FEE | 1 | 0
4.6025e+18 | SPVHD2025-H3P8.68 | Hoymiles Hybrid 3P Solar PV System 8.68/8 | Each | Solar PV |  | Active | T-432 | TnB Application | 1 | 0
4.6025e+18 | SPVHD2025-H3P8.68 | Hoymiles Hybrid 3P Solar PV System 8.68/8 | Each | Solar PV |  | Active | T-427 | Skylift (27 M) | 1 | 0
4.6025e+18 | SPVHD2025-H3P9.92 | Hoymiles Hybrid 3P Solar PV System 9.92/8 | Each | Solar PV |  | Active | SSA-66HD-620N | Solarspace 620W N-Topcon Bi Facial PV Module | 16 | 0
4.6025e+18 | SPVHD2025-H3P9.92 | Hoymiles Hybrid 3P Solar PV System 9.92/8 | Each | Solar PV |  | Active | HIT-8L-G3 | HOYMILES HYBRID INVERTER 8KW 3-PHASE 3 MPPT | 1 | 0
4.6025e+18 | SPVHD2025-H3P9.92 | Hoymiles Hybrid 3P Solar PV System 9.92/8 | Each | Solar PV |  | Active | LB-16D-G2 | HOYMILES SOLAR PV LV BATTERY 16KWH | 1 | 2200
4.6025e+18 | SPVHD2025-H3P9.92 | Hoymiles Hybrid 3P Solar PV System 9.92/8 | Each | Solar PV |  | Active | PVCBHI-3-3 | PV Combiner Box, 63A, 3P3S, Hybrid Inverter | 1 | 0
4.6025e+18 | SPVHD2025-H3P9.92 | Hoymiles Hybrid 3P Solar PV System 9.92/8 | Each | Solar PV |  | Active | IKPVEHI-31-200 | PV Electrical Install Kit, 3 Phase, Hybrid, 3 MPPT, 1-2 Floor | 1 | 0
4.6025e+18 | SPVHD2025-H3P9.92 | Hoymiles Hybrid 3P Solar PV System 9.92/8 | Each | Solar PV |  | Active | BHIIK | Battery Hybrid Inverter Installation Kit | 1 | 0
4.6025e+18 | SPVHD2025-H3P9.92 | Hoymiles Hybrid 3P Solar PV System 9.92/8 | Each | Solar PV |  | Active | IKPVTP-8 | PV Install Kit Tiles Portrait 8/R | 2 | 0
4.6025e+18 | SPVHD2025-H3P9.92 | Hoymiles Hybrid 3P Solar PV System 9.92/8 | Each | Solar PV |  | Active | T-493 | Solartech PV System Installation 16 MODULES | 1 | 0
4.6025e+18 | SPVHD2025-H3P9.92 | Hoymiles Hybrid 3P Solar PV System 9.92/8 | Each | Solar PV |  | Active | T-434 | Solartech Photovoltaic System Testing & Commissioning | 1 | 0
4.6025e+18 | SPVHD2025-H3P9.92 | Hoymiles Hybrid 3P Solar PV System 9.92/8 | Each | Solar PV |  | Active | T-1001 | Seda Application Fee | 1 | 0
4.6025e+18 | SPVHD2025-H3P9.92 | Hoymiles Hybrid 3P Solar PV System 9.92/8 | Each | Solar PV |  | Active | SAF-01 | SURUHANJAYA APPLICATION FEE | 1 | 0
4.6025e+18 | SPVHD2025-H3P9.92 | Hoymiles Hybrid 3P Solar PV System 9.92/8 | Each | Solar PV |  | Active | T-432 | TnB Application | 1 | 0
4.6025e+18 | SPVHD2025-H3P9.92 | Hoymiles Hybrid 3P Solar PV System 9.92/8 | Each | Solar PV |  | Active | T-427 | Skylift (27 M) | 1 | 0
4.6025e+18 | SPVHD2025-H3P11.16 | Hoymiles Hybrid 3P Solar PV System 11.16/10 | Each | Solar PV |  | Active | SSA-66HD-620N | Solarspace 620W N-Topcon Bi Facial PV Module | 18 | 0
4.6025e+18 | SPVHD2025-H3P11.16 | Hoymiles Hybrid 3P Solar PV System 11.16/10 | Each | Solar PV |  | Active | HIT-10L-G3 | HOYMILES HYBRID INVERTER 10KW 3-PHASE 4 MPPT | 1 | 0
4.6025e+18 | SPVHD2025-H3P11.16 | Hoymiles Hybrid 3P Solar PV System 11.16/10 | Each | Solar PV |  | Active | LB-16D-G2 | HOYMILES SOLAR PV LV BATTERY 16KWH | 1 | 2200
4.6025e+18 | SPVHD2025-H3P11.16 | Hoymiles Hybrid 3P Solar PV System 11.16/10 | Each | Solar PV |  | Active | PVCBHI-3-4 | PV Combiner Box, 63A, 3P4S, Hybrid Inverter | 1 | 0
4.6025e+18 | SPVHD2025-H3P11.16 | Hoymiles Hybrid 3P Solar PV System 11.16/10 | Each | Solar PV |  | Active | IKPVEHI-31-300 | PV Electrical Install Kit, 3 Phase, Hybrid, 4 MPPT, 1-2 Floor | 1 | 0
4.6025e+18 | SPVHD2025-H3P11.16 | Hoymiles Hybrid 3P Solar PV System 11.16/10 | Each | Solar PV |  | Active | BHIIK | Battery Hybrid Inverter Installation Kit | 1 | 0
4.6025e+18 | SPVHD2025-H3P11.16 | Hoymiles Hybrid 3P Solar PV System 11.16/10 | Each | Solar PV |  | Active | IKPVTP-9 | PV Install Kit Tiles Portrait 9/R | 2 | 0
4.6025e+18 | SPVHD2025-H3P11.16 | Hoymiles Hybrid 3P Solar PV System 11.16/10 | Each | Solar PV |  | Active | T-495 | Solartech PV System Installation 18 MODULES | 1 | 0
4.6025e+18 | SPVHD2025-H3P11.16 | Hoymiles Hybrid 3P Solar PV System 11.16/10 | Each | Solar PV |  | Active | T-434 | Solartech Photovoltaic System Testing & Commissioning | 1 | 0
4.6025e+18 | SPVHD2025-H3P11.16 | Hoymiles Hybrid 3P Solar PV System 11.16/10 | Each | Solar PV |  | Active | T-1001 | Seda Application Fee | 1 | 0
4.6025e+18 | SPVHD2025-H3P11.16 | Hoymiles Hybrid 3P Solar PV System 11.16/10 | Each | Solar PV |  | Active | SAF-01 | SURUHANJAYA APPLICATION FEE | 1 | 0
4.6025e+18 | SPVHD2025-H3P11.16 | Hoymiles Hybrid 3P Solar PV System 11.16/10 | Each | Solar PV |  | Active | T-432 | TnB Application | 1 | 0
4.6025e+18 | SPVHD2025-H3P11.16 | Hoymiles Hybrid 3P Solar PV System 11.16/10 | Each | Solar PV |  | Active | T-427 | Skylift (27 M) | 1 | 0
4.6025e+18 | SPVHD2025-H3P12.4 | Hoymiles Hybrid 3P Solar PV System 12.4/10 | Each | Solar PV |  | Active | SSA-66HD-620N | Solarspace 620W N-Topcon Bi Facial PV Module | 20 | 0
4.6025e+18 | SPVHD2025-H3P12.4 | Hoymiles Hybrid 3P Solar PV System 12.4/10 | Each | Solar PV |  | Active | HIT-10L-G3 | HOYMILES HYBRID INVERTER 10KW 3-PHASE 4 MPPT | 1 | 0
4.6025e+18 | SPVHD2025-H3P12.4 | Hoymiles Hybrid 3P Solar PV System 12.4/10 | Each | Solar PV |  | Active | LB-16D-G2 | HOYMILES SOLAR PV LV BATTERY 16KWH | 1 | 2200
4.6025e+18 | SPVHD2025-H3P12.4 | Hoymiles Hybrid 3P Solar PV System 12.4/10 | Each | Solar PV |  | Active | PVCBHI-3-4 | PV Combiner Box, 63A, 3P4S, Hybrid Inverter | 1 | 0
4.6025e+18 | SPVHD2025-H3P12.4 | Hoymiles Hybrid 3P Solar PV System 12.4/10 | Each | Solar PV |  | Active | IKPVEHI-31-300 | PV Electrical Install Kit, 3 Phase, Hybrid, 4 MPPT, 1-2 Floor | 1 | 0
4.6025e+18 | SPVHD2025-H3P12.4 | Hoymiles Hybrid 3P Solar PV System 12.4/10 | Each | Solar PV |  | Active | BHIIK | Battery Hybrid Inverter Installation Kit | 1 | 0
4.6025e+18 | SPVHD2025-H3P12.4 | Hoymiles Hybrid 3P Solar PV System 12.4/10 | Each | Solar PV |  | Active | IKPVTP-10 | PV Install Kit Tiles Portrait 10/R | 2 | 0
4.6025e+18 | SPVHD2025-H3P12.4 | Hoymiles Hybrid 3P Solar PV System 12.4/10 | Each | Solar PV |  | Active | T-497 | Solartech PV System Installation 20 MODULES | 1 | 0
4.6025e+18 | SPVHD2025-H3P12.4 | Hoymiles Hybrid 3P Solar PV System 12.4/10 | Each | Solar PV |  | Active | T-434 | Solartech Photovoltaic System Testing & Commissioning | 1 | 0
4.6025e+18 | SPVHD2025-H3P12.4 | Hoymiles Hybrid 3P Solar PV System 12.4/10 | Each | Solar PV |  | Active | T-1001 | Seda Application Fee | 1 | 0
4.6025e+18 | SPVHD2025-H3P12.4 | Hoymiles Hybrid 3P Solar PV System 12.4/10 | Each | Solar PV |  | Active | SAF-01 | SURUHANJAYA APPLICATION FEE | 1 | 0
4.6025e+18 | SPVHD2025-H3P12.4 | Hoymiles Hybrid 3P Solar PV System 12.4/10 | Each | Solar PV |  | Active | T-432 | TnB Application | 1 | 0
4.6025e+18 | SPVHD2025-H3P12.4 | Hoymiles Hybrid 3P Solar PV System 12.4/10 | Each | Solar PV |  | Active | T-427 | Skylift (27 M) | 1 | 0
4.6025e+18 | SPVHD2025-H3P13.64 | Hoymiles Hybrid 3P Solar PV System 13.64/12 | Each | Solar PV |  | Active | SSA-66HD-620N | Solarspace 620W N-Topcon Bi Facial PV Module | 22 | 0
4.6025e+18 | SPVHD2025-H3P13.64 | Hoymiles Hybrid 3P Solar PV System 13.64/12 | Each | Solar PV |  | Active | HIT-12L-G3 | HOYMILES HYBRID INVERTER 12KW 3-PHASE 4 MPPT | 1 | 0
4.6025e+18 | SPVHD2025-H3P13.64 | Hoymiles Hybrid 3P Solar PV System 13.64/12 | Each | Solar PV |  | Active | PVCBHI-3-4 | PV Combiner Box, 63A, 3P4S, Hybrid Inverter | 1 | 0
4.6025e+18 | SPVHD2025-H3P13.64 | Hoymiles Hybrid 3P Solar PV System 13.64/12 | Each | Solar PV |  | Active | IKPVEHI-31-300 | PV Electrical Install Kit, 3 Phase, Hybrid, 4 MPPT, 1-2 Floor | 1 | 0
4.6025e+18 | SPVHD2025-H3P13.64 | Hoymiles Hybrid 3P Solar PV System 13.64/12 | Each | Solar PV |  | Active | IKPVTP-10 | PV Install Kit Tiles Portrait 10/R | 2 | 0
4.6025e+18 | SPVHD2025-H3P13.64 | Hoymiles Hybrid 3P Solar PV System 13.64/12 | Each | Solar PV |  | Active | IKPVTP-2 | PV Install Kit Tiles Portrait 2/R | 1 | 0
4.6025e+18 | SPVHD2025-H3P13.64 | Hoymiles Hybrid 3P Solar PV System 13.64/12 | Each | Solar PV |  | Active | T-499 | Solartech PV System Installation 22 MODULES | 1 | 0
4.6025e+18 | SPVHD2025-H3P13.64 | Hoymiles Hybrid 3P Solar PV System 13.64/12 | Each | Solar PV |  | Active | T-434 | Solartech Photovoltaic System Testing & Commissioning | 1 | 0
4.6025e+18 | SPVHD2025-H3P13.64 | Hoymiles Hybrid 3P Solar PV System 13.64/12 | Each | Solar PV |  | Active | T-1001 | Seda Application Fee | 1 | 0
4.6025e+18 | SPVHD2025-H3P13.64 | Hoymiles Hybrid 3P Solar PV System 13.64/12 | Each | Solar PV |  | Active | SAF-01 | SURUHANJAYA APPLICATION FEE | 1 | 0
4.6025e+18 | SPVHD2025-H3P13.64 | Hoymiles Hybrid 3P Solar PV System 13.64/12 | Each | Solar PV |  | Active | T-432 | TnB Application | 1 | 0
4.6025e+18 | SPVHD2025-H3P13.64 | Hoymiles Hybrid 3P Solar PV System 13.64/12 | Each | Solar PV |  | Active | T-427 | Skylift (27 M) | 1 | 0
4.6025e+18 | SPVHD2025-H3P14.88 | Hoymiles Hybrid 3P Solar PV System 14.88/12 | Each | Solar PV |  | Active | SSA-66HD-620N | Solarspace 620W N-Topcon Bi Facial PV Module | 24 | 0
4.6025e+18 | SPVHD2025-H3P14.88 | Hoymiles Hybrid 3P Solar PV System 14.88/12 | Each | Solar PV |  | Active | HIT-12L-G3 | HOYMILES HYBRID INVERTER 12KW 3-PHASE 4 MPPT | 1 | 0
4.6025e+18 | SPVHD2025-H3P14.88 | Hoymiles Hybrid 3P Solar PV System 14.88/12 | Each | Solar PV |  | Active | LB-16D-G2 | HOYMILES SOLAR PV LV BATTERY 16KWH | 1 | 2200
4.6025e+18 | SPVHD2025-H3P14.88 | Hoymiles Hybrid 3P Solar PV System 14.88/12 | Each | Solar PV |  | Active | PVCBHI-3-4 | PV Combiner Box, 63A, 3P4S, Hybrid Inverter | 1 | 0
4.6025e+18 | SPVHD2025-H3P14.88 | Hoymiles Hybrid 3P Solar PV System 14.88/12 | Each | Solar PV |  | Active | IKPVEHI-31-300 | PV Electrical Install Kit, 3 Phase, Hybrid, 4 MPPT, 1-2 Floor | 1 | 0
4.6025e+18 | SPVHD2025-H3P14.88 | Hoymiles Hybrid 3P Solar PV System 14.88/12 | Each | Solar PV |  | Active | BHIIK | Battery Hybrid Inverter Installation Kit | 1 | 0
4.6025e+18 | SPVHD2025-H3P14.88 | Hoymiles Hybrid 3P Solar PV System 14.88/12 | Each | Solar PV |  | Active | IKPVTP-10 | PV Install Kit Tiles Portrait 10/R | 2 | 0
4.6025e+18 | SPVHD2025-H3P14.88 | Hoymiles Hybrid 3P Solar PV System 14.88/12 | Each | Solar PV |  | Active | IKPVTP-4 | PV Install Kit Tiles Portrait 4/R | 1 | 0
4.6025e+18 | SPVHD2025-H3P14.88 | Hoymiles Hybrid 3P Solar PV System 14.88/12 | Each | Solar PV |  | Active | T-507 | Solartech PV System Installation 24 MODULES | 1 | 0
4.6025e+18 | SPVHD2025-H3P14.88 | Hoymiles Hybrid 3P Solar PV System 14.88/12 | Each | Solar PV |  | Active | T-434 | Solartech Photovoltaic System Testing & Commissioning | 1 | 0
4.6025e+18 | SPVHD2025-H3P14.88 | Hoymiles Hybrid 3P Solar PV System 14.88/12 | Each | Solar PV |  | Active | T-1001 | Seda Application Fee | 1 | 0
4.6025e+18 | SPVHD2025-H3P14.88 | Hoymiles Hybrid 3P Solar PV System 14.88/12 | Each | Solar PV |  | Active | SAF-01 | SURUHANJAYA APPLICATION FEE | 1 | 0
4.6025e+18 | SPVHD2025-H3P14.88 | Hoymiles Hybrid 3P Solar PV System 14.88/12 | Each | Solar PV |  | Active | T-432 | TnB Application | 1 | 0
4.6025e+18 | SPVHD2025-H3P14.88 | Hoymiles Hybrid 3P Solar PV System 14.88/12 | Each | Solar PV |  | Active | T-427 | Skylift (27 M) | 1 | 0
4.6025e+18 | SPVHD2025-H3P16.12 | Hoymiles Hybrid 3P Solar PV System 16.12/12 | Each | Solar PV |  | Active | SSA-66HD-620N | Solarspace 620W N-Topcon Bi Facial PV Module | 26 | 0
4.6025e+18 | SPVHD2025-H3P16.12 | Hoymiles Hybrid 3P Solar PV System 16.12/12 | Each | Solar PV |  | Active | HIT-12L-G3 | HOYMILES HYBRID INVERTER 12KW 3-PHASE 4 MPPT | 1 | 0
4.6025e+18 | SPVHD2025-H3P16.12 | Hoymiles Hybrid 3P Solar PV System 16.12/12 | Each | Solar PV |  | Active | LB-16D-G2 | HOYMILES SOLAR PV LV BATTERY 16KWH | 1 | 2200
4.6025e+18 | SPVHD2025-H3P16.12 | Hoymiles Hybrid 3P Solar PV System 16.12/12 | Each | Solar PV |  | Active | PVCBHI-3-4 | PV Combiner Box, 63A, 3P4S, Hybrid Inverter | 1 | 0
4.6025e+18 | SPVHD2025-H3P16.12 | Hoymiles Hybrid 3P Solar PV System 16.12/12 | Each | Solar PV |  | Active | IKPVEHI-31-300 | PV Electrical Install Kit, 3 Phase, Hybrid, 4 MPPT, 1-2 Floor | 1 | 0
4.6025e+18 | SPVHD2025-H3P16.12 | Hoymiles Hybrid 3P Solar PV System 16.12/12 | Each | Solar PV |  | Active | BHIIK | Battery Hybrid Inverter Installation Kit | 1 | 0
4.6025e+18 | SPVHD2025-H3P16.12 | Hoymiles Hybrid 3P Solar PV System 16.12/12 | Each | Solar PV |  | Active | IKPVTP-10 | PV Install Kit Tiles Portrait 10/R | 2 | 0
4.6025e+18 | SPVHD2025-H3P16.12 | Hoymiles Hybrid 3P Solar PV System 16.12/12 | Each | Solar PV |  | Active | IKPVTP-6 | PV Install Kit Tiles Portrait 6/R | 1 | 0
4.6025e+18 | SPVHD2025-H3P16.12 | Hoymiles Hybrid 3P Solar PV System 16.12/12 | Each | Solar PV |  | Active | T-509 | Solartech PV System Installation 26 MODULES | 1 | 0
4.6025e+18 | SPVHD2025-H3P16.12 | Hoymiles Hybrid 3P Solar PV System 16.12/12 | Each | Solar PV |  | Active | T-434 | Solartech Photovoltaic System Testing & Commissioning | 1 | 0
4.6025e+18 | SPVHD2025-H3P16.12 | Hoymiles Hybrid 3P Solar PV System 16.12/12 | Each | Solar PV |  | Active | T-1001 | Seda Application Fee | 1 | 0
4.6025e+18 | SPVHD2025-H3P16.12 | Hoymiles Hybrid 3P Solar PV System 16.12/12 | Each | Solar PV |  | Active | SAF-01 | SURUHANJAYA APPLICATION FEE | 1 | 0
4.6025e+18 | SPVHD2025-H3P16.12 | Hoymiles Hybrid 3P Solar PV System 16.12/12 | Each | Solar PV |  | Active | T-432 | TnB Application | 1 | 0
4.6025e+18 | SPVHD2025-H3P16.12 | Hoymiles Hybrid 3P Solar PV System 16.12/12 | Each | Solar PV |  | Active | T-427 | Skylift (27 M) | 1 | 0
4.6025e+18 | SPVHD2025-H3P17.36 | Hoymiles Hybrid 3P Solar PV System 17.36/12 | Each | Solar PV |  | Active | SSA-66HD-620N | Solarspace 620W N-Topcon Bi Facial PV Module | 28 | 0
4.6025e+18 | SPVHD2025-H3P17.36 | Hoymiles Hybrid 3P Solar PV System 17.36/12 | Each | Solar PV |  | Active | LB-16D-G2 | HOYMILES SOLAR PV LV BATTERY 16KWH | 1 | 2200
4.6025e+18 | SPVHD2025-H3P17.36 | Hoymiles Hybrid 3P Solar PV System 17.36/12 | Each | Solar PV |  | Active | PVCBHI-3-4 | PV Combiner Box, 63A, 3P4S, Hybrid Inverter | 1 | 0
4.6025e+18 | SPVHD2025-H3P17.36 | Hoymiles Hybrid 3P Solar PV System 17.36/12 | Each | Solar PV |  | Active | IKPVEHI-31-300 | PV Electrical Install Kit, 3 Phase, Hybrid, 4 MPPT, 1-2 Floor | 1 | 0
4.6025e+18 | SPVHD2025-H3P17.36 | Hoymiles Hybrid 3P Solar PV System 17.36/12 | Each | Solar PV |  | Active | BHIIK | Battery Hybrid Inverter Installation Kit | 1 | 0
4.6025e+18 | SPVHD2025-H3P17.36 | Hoymiles Hybrid 3P Solar PV System 17.36/12 | Each | Solar PV |  | Active | IKPVTP-10 | PV Install Kit Tiles Portrait 10/R | 2 | 0
4.6025e+18 | SPVHD2025-H3P17.36 | Hoymiles Hybrid 3P Solar PV System 17.36/12 | Each | Solar PV |  | Active | IKPVTP-8 | PV Install Kit Tiles Portrait 8/R | 1 | 0
4.6025e+18 | SPVHD2025-H3P17.36 | Hoymiles Hybrid 3P Solar PV System 17.36/12 | Each | Solar PV |  | Active | T-511 | Solartech PV System Installation 28 MODULES | 1 | 0
4.6025e+18 | SPVHD2025-H3P17.36 | Hoymiles Hybrid 3P Solar PV System 17.36/12 | Each | Solar PV |  | Active | T-434 | Solartech Photovoltaic System Testing & Commissioning | 1 | 0
4.6025e+18 | SPVHD2025-H3P17.36 | Hoymiles Hybrid 3P Solar PV System 17.36/12 | Each | Solar PV |  | Active | T-1001 | Seda Application Fee | 1 | 0
4.6025e+18 | SPVHD2025-H3P17.36 | Hoymiles Hybrid 3P Solar PV System 17.36/12 | Each | Solar PV |  | Active | SAF-01 | SURUHANJAYA APPLICATION FEE | 1 | 0
4.6025e+18 | SPVHD2025-H3P17.36 | Hoymiles Hybrid 3P Solar PV System 17.36/12 | Each | Solar PV |  | Active | T-432 | TnB Application | 1 | 0
4.6025e+18 | SPVHD2025-H3P17.36 | Hoymiles Hybrid 3P Solar PV System 17.36/12 | Each | Solar PV |  | Active | T-427 | Skylift (27 M) | 1 | 0
4.6025e+18 | SPVHD2025-H3P17.36 | Hoymiles Hybrid 3P Solar PV System 17.36/12 | Each | Solar PV |  | Active | HIT-12L-G3 | HOYMILES HYBRID INVERTER 12KW 3-PHASE 4 MPPT | 1 | 0
4.6025e+18 | SPV-S1P3.72 | Growatt String 1P Solar PV System 3.72/3 | Each | Solar PV |  | Active | SSA-66HD-620N | Solarspace 620W N-Topcon Bi Facial PV Module | 8 | 0
4.6025e+18 | SPV-S1P3.72 | Growatt String 1P Solar PV System 3.72/3 | Each | Solar PV |  | Active | MIN3000TL-X2 | Growatt 3kW 1P 2MPPT S.Inverter | 1 | 0
4.6025e+18 | SPV-S1P3.72 | Growatt String 1P Solar PV System 3.72/3 | Each | Solar PV |  | Active | IKPVE-11 | PV Electrical Install Kit, 1 Phase, String, 1-2 Floor | 1 | 0
4.6025e+18 | SPV-S1P3.72 | Growatt String 1P Solar PV System 3.72/3 | Each | Solar PV |  | Active | PVCB-1 | PV Combiner Box, 63A, 1 Phase, String Inverter | 1 | 0
4.6025e+18 | SPV-S1P3.72 | Growatt String 1P Solar PV System 3.72/3 | Each | Solar PV |  | Active | IKPVTP-6 | PV Install Kit Tiles Portrait 6/R | 1 | 0
4.6025e+18 | SPV-S1P3.72 | Growatt String 1P Solar PV System 3.72/3 | Each | Solar PV |  | Active | T-481 | SOLARTECH PV SYSTEM INSTALLATION 6 MODULES | 1 | 0
4.6025e+18 | SPV-S1P3.72 | Growatt String 1P Solar PV System 3.72/3 | Each | Solar PV |  | Active | T-434 | Solartech Photovoltaic System Testing & Commissioning | 1 | 0
4.6025e+18 | SPV-S1P3.72 | Growatt String 1P Solar PV System 3.72/3 | Each | Solar PV |  | Active | T-1001 | Seda Application Fee | 1 | 0
4.6025e+18 | SPV-S1P3.72 | Growatt String 1P Solar PV System 3.72/3 | Each | Solar PV |  | Active | SAF-01 | SURUHANJAYA APPLICATION FEE | 1 | 0
4.6025e+18 | SPV-S1P3.72 | Growatt String 1P Solar PV System 3.72/3 | Each | Solar PV |  | Active | T-432 | TnB Application | 1 | 0
4.6025e+18 | SPV-S1P3.72 | Growatt String 1P Solar PV System 3.72/3 | Each | Solar PV |  | Active | T-427 | Skylift (27 M) | 1 | 0
4.6025e+18 | 300CVFSYS | SUMMER 300CVF FORCED CIRCULATION SYSTEM | Each |  |  | Active | COMP-004845 | SUMMER CALORIFIER 66G - VFM | 1 | 0
4.6025e+18 | 300CVFSYS | SUMMER 300CVF FORCED CIRCULATION SYSTEM | Each |  |  | Active | PART-000139 | CIRCULATING PUMP - WILO, 200V/50HZ, 49-93W, 1" X 1" | 1 | 0
4.6025e+18 | 300CVFSYS | SUMMER 300CVF FORCED CIRCULATION SYSTEM | Each |  |  | Active | PART-000211 | SOLAR CONTROLLER - RESOL DELTASOL, CS/2 | 1 | 0
4.6025e+18 | 300CVFSYS | SUMMER 300CVF FORCED CIRCULATION SYSTEM | Each |  |  | Active | COMP-008035 | Summer Solar Collector, CX BlACK, ZnAl | 1 | 945
|  | MOUNTING BRACKET - KLIP LOK 406 METAL DECK - 11/R | Each | Solar PV | PV INSTALLATION KIT | Active | SLR-2600mm | RAIL SLR-R02-LIGHT 2600MM | 10 | 0
|  | MOUNTING BRACKET - KLIP LOK 406 METAL DECK - 11/R | Each | Solar PV | PV INSTALLATION KIT | Active | KS-HK-S08-02 | KLIP-LOK 406 ROOF HOOK | 20 | 0
|  | MOUNTING BRACKET - KLIP LOK 406 METAL DECK - 11/R | Each | Solar PV | PV INSTALLATION KIT | Active | KL-02 | L FEET 21# WITH BOLT M8 X 25 AND NUT | 20 | 0
|  | MOUNTING BRACKET - KLIP LOK 406 METAL DECK - 11/R | Each | Solar PV | PV INSTALLATION KIT | Active | SLR-EC-35-D | END CLAMP 35MM SLR-EC-35-D ( AL6005-T5 / SUS 304 ) | 4 | 0
|  | MOUNTING BRACKET - KLIP LOK 406 METAL DECK - 11/R | Each | Solar PV | PV INSTALLATION KIT | Active | SLR-MC-35-D | MID CLAMP 35MM | 20 | 0
|  | MOUNTING BRACKET - KLIP LOK 406 METAL DECK - 11/R | Each | Solar PV | PV INSTALLATION KIT | Active | SLR-EK-D | GROUNDING LUG SLR-EK-D ( AL6005-5 / SUS 304 ) | 1 | 10
|  | MOUNTING BRACKET - KLIP LOK 406 METAL DECK - 11/R | Each | Solar PV | PV INSTALLATION KIT | Active | SLR-RS-01-L-D | RAIL SPLICE | 10 | 150
|  | MOUNTING BRACKET - KLIP LOK 406 METAL DECK - 12/R | Each | Solar PV | PV INSTALLATION KIT | Active | SLR-2600mm | RAIL SLR-R02-LIGHT 2600MM | 12 | 0
|  | MOUNTING BRACKET - KLIP LOK 406 METAL DECK - 12/R | Each | Solar PV | PV INSTALLATION KIT | Active | KS-HK-S08-02 | KLIP-LOK 406 ROOF HOOK | 22 | 0
|  | MOUNTING BRACKET - KLIP LOK 406 METAL DECK - 12/R | Each | Solar PV | PV INSTALLATION KIT | Active | KL-02 | L FEET 21# WITH BOLT M8 X 25 AND NUT | 22 | 0
|  | MOUNTING BRACKET - KLIP LOK 406 METAL DECK - 12/R | Each | Solar PV | PV INSTALLATION KIT | Active | SLR-EC-35-D | END CLAMP 35MM SLR-EC-35-D ( AL6005-T5 / SUS 304 ) | 4 | 0
|  | MOUNTING BRACKET - KLIP LOK 406 METAL DECK - 12/R | Each | Solar PV | PV INSTALLATION KIT | Active | SLR-MC-35-D | MID CLAMP 35MM | 22 | 0
|  | MOUNTING BRACKET - KLIP LOK 406 METAL DECK - 12/R | Each | Solar PV | PV INSTALLATION KIT | Active | SLR-EK-D | GROUNDING LUG SLR-EK-D ( AL6005-5 / SUS 304 ) | 1 | 10
|  | MOUNTING BRACKET - KLIP LOK 406 METAL DECK - 12/R | Each | Solar PV | PV INSTALLATION KIT | Active | SLR-RS-01-L-D | RAIL SPLICE | 10 | 150
|  | MOUNTING BRACKET - KLIP LOK 406 METAL DECK - 13/R | Each | Solar PV | PV INSTALLATION KIT | Active | SLR-2600mm | RAIL SLR-R02-LIGHT 2600MM | 12 | 0
|  | MOUNTING BRACKET - KLIP LOK 406 METAL DECK - 13/R | Each | Solar PV | PV INSTALLATION KIT | Active | KS-HK-S08-02 | KLIP-LOK 406 ROOF HOOK | 24 | 0
|  | MOUNTING BRACKET - KLIP LOK 406 METAL DECK - 13/R | Each | Solar PV | PV INSTALLATION KIT | Active | KL-02 | L FEET 21# WITH BOLT M8 X 25 AND NUT | 24 | 0
|  | MOUNTING BRACKET - KLIP LOK 406 METAL DECK - 13/R | Each | Solar PV | PV INSTALLATION KIT | Active | SLR-EC-35-D | END CLAMP 35MM SLR-EC-35-D ( AL6005-T5 / SUS 304 ) | 4 | 0
|  | MOUNTING BRACKET - KLIP LOK 406 METAL DECK - 13/R | Each | Solar PV | PV INSTALLATION KIT | Active | SLR-MC-35-D | MID CLAMP 35MM | 24 | 0
|  | MOUNTING BRACKET - KLIP LOK 406 METAL DECK - 13/R | Each | Solar PV | PV INSTALLATION KIT | Active | SLR-EK-D | GROUNDING LUG SLR-EK-D ( AL6005-5 / SUS 304 ) | 1 | 10
|  | MOUNTING BRACKET - KLIP LOK 406 METAL DECK - 13/R | Each | Solar PV | PV INSTALLATION KIT | Active | SLR-RS-01-L-D | RAIL SPLICE | 12 | 180
|  | MOUNTING BRACKET - KLIP LOK 406 METAL DECK - 14/R | Each | Solar PV | PV INSTALLATION KIT | Active | SLR-2600mm | RAIL SLR-R02-LIGHT 2600MM | 14 | 0
|  | MOUNTING BRACKET - KLIP LOK 406 METAL DECK - 14/R | Each | Solar PV | PV INSTALLATION KIT | Active | KS-HK-S08-02 | KLIP-LOK 406 ROOF HOOK | 26 | 0
|  | MOUNTING BRACKET - KLIP LOK 406 METAL DECK - 14/R | Each | Solar PV | PV INSTALLATION KIT | Active | KL-02 | L FEET 21# WITH BOLT M8 X 25 AND NUT | 26 | 0
|  | MOUNTING BRACKET - KLIP LOK 406 METAL DECK - 14/R | Each | Solar PV | PV INSTALLATION KIT | Active | SLR-EC-35-D | END CLAMP 35MM SLR-EC-35-D ( AL6005-T5 / SUS 304 ) | 4 | 0
|  | MOUNTING BRACKET - KLIP LOK 406 METAL DECK - 14/R | Each | Solar PV | PV INSTALLATION KIT | Active | SLR-MC-35-D | MID CLAMP 35MM | 26 | 0
|  | MOUNTING BRACKET - KLIP LOK 406 METAL DECK - 14/R | Each | Solar PV | PV INSTALLATION KIT | Active | SLR-EK-D | GROUNDING LUG SLR-EK-D ( AL6005-5 / SUS 304 ) | 1 | 10
|  | MOUNTING BRACKET - KLIP LOK 406 METAL DECK - 14/R | Each | Solar PV | PV INSTALLATION KIT | Active | SLR-RS-01-L-D | RAIL SPLICE | 12 | 180
|  | MOUNTING BRACKET - KLIP LOK 406 METAL DECK - 15/R | Each | Solar PV | PV INSTALLATION KIT | Active | SLR-2600mm | RAIL SLR-R02-LIGHT 2600MM | 14 | 0
|  | MOUNTING BRACKET - KLIP LOK 406 METAL DECK - 15/R | Each | Solar PV | PV INSTALLATION KIT | Active | KS-HK-S08-02 | KLIP-LOK 406 ROOF HOOK | 28 | 0
|  | MOUNTING BRACKET - KLIP LOK 406 METAL DECK - 15/R | Each | Solar PV | PV INSTALLATION KIT | Active | KL-02 | L FEET 21# WITH BOLT M8 X 25 AND NUT | 28 | 0
|  | MOUNTING BRACKET - KLIP LOK 406 METAL DECK - 15/R | Each | Solar PV | PV INSTALLATION KIT | Active | SLR-EC-35-D | END CLAMP 35MM SLR-EC-35-D ( AL6005-T5 / SUS 304 ) | 4 | 0
|  | MOUNTING BRACKET - KLIP LOK 406 METAL DECK - 15/R | Each | Solar PV | PV INSTALLATION KIT | Active | SLR-MC-35-D | MID CLAMP 35MM | 28 | 0
|  | MOUNTING BRACKET - KLIP LOK 406 METAL DECK - 15/R | Each | Solar PV | PV INSTALLATION KIT | Active | SLR-EK-D | GROUNDING LUG SLR-EK-D ( AL6005-5 / SUS 304 ) | 1 | 10
|  | MOUNTING BRACKET - KLIP LOK 406 METAL DECK - 15/R | Each | Solar PV | PV INSTALLATION KIT | Active | SLR-RS-01-L-D | RAIL SPLICE | 14 | 210
|  | MOUNTING BRACKET - KLIP LOK 700 METAL DECK - 11/R | Each | Solar PV | PV INSTALLATION KIT | Active | SLR-2600mm | RAIL SLR-R02-LIGHT 2600MM | 10 | 0
|  | MOUNTING BRACKET - KLIP LOK 700 METAL DECK - 11/R | Each | Solar PV | PV INSTALLATION KIT | Active | KL-01 | KLIP-LOK 700 ROOF HOOK (L-TYPE) | 20 | 400
|  | MOUNTING BRACKET - KLIP LOK 700 METAL DECK - 11/R | Each | Solar PV | PV INSTALLATION KIT | Active | KL-02 | L FEET 21# WITH BOLT M8 X 25 AND NUT | 20 | 0
|  | MOUNTING BRACKET - KLIP LOK 700 METAL DECK - 11/R | Each | Solar PV | PV INSTALLATION KIT | Active | SLR-EC-35-D | END CLAMP 35MM SLR-EC-35-D ( AL6005-T5 / SUS 304 ) | 4 | 0
|  | MOUNTING BRACKET - KLIP LOK 700 METAL DECK - 11/R | Each | Solar PV | PV INSTALLATION KIT | Active | SLR-MC-35-D | MID CLAMP 35MM | 20 | 0
|  | MOUNTING BRACKET - KLIP LOK 700 METAL DECK - 11/R | Each | Solar PV | PV INSTALLATION KIT | Active | SLR-EK-D | GROUNDING LUG SLR-EK-D ( AL6005-5 / SUS 304 ) | 1 | 10
|  | MOUNTING BRACKET - KLIP LOK 700 METAL DECK - 11/R | Each | Solar PV | PV INSTALLATION KIT | Active | SLR-RS-01-L-D | RAIL SPLICE | 10 | 150
|  | MOUNTING BRACKET - KLIP LOK 700 METAL DECK - 12/R | Each | Solar PV | PV INSTALLATION KIT | Active | SLR-2600mm | RAIL SLR-R02-LIGHT 2600MM | 12 | 0
|  | MOUNTING BRACKET - KLIP LOK 700 METAL DECK - 12/R | Each | Solar PV | PV INSTALLATION KIT | Active | KL-01 | KLIP-LOK 700 ROOF HOOK (L-TYPE) | 22 | 440
|  | MOUNTING BRACKET - KLIP LOK 700 METAL DECK - 12/R | Each | Solar PV | PV INSTALLATION KIT | Active | KL-02 | L FEET 21# WITH BOLT M8 X 25 AND NUT | 22 | 0
|  | MOUNTING BRACKET - KLIP LOK 700 METAL DECK - 12/R | Each | Solar PV | PV INSTALLATION KIT | Active | SLR-EC-35-D | END CLAMP 35MM SLR-EC-35-D ( AL6005-T5 / SUS 304 ) | 4 | 0
|  | MOUNTING BRACKET - KLIP LOK 700 METAL DECK - 12/R | Each | Solar PV | PV INSTALLATION KIT | Active | SLR-MC-35-D | MID CLAMP 35MM | 22 | 0
|  | MOUNTING BRACKET - KLIP LOK 700 METAL DECK - 12/R | Each | Solar PV | PV INSTALLATION KIT | Active | SLR-EK-D | GROUNDING LUG SLR-EK-D ( AL6005-5 / SUS 304 ) | 1 | 10
|  | MOUNTING BRACKET - KLIP LOK 700 METAL DECK - 12/R | Each | Solar PV | PV INSTALLATION KIT | Active | SLR-RS-01-L-D | RAIL SPLICE | 10 | 150
|  | MOUNTING BRACKET - KLIP LOK 700 METAL DECK - 13/R | Each | Solar PV | PV INSTALLATION KIT | Active | SLR-2600mm | RAIL SLR-R02-LIGHT 2600MM | 12 | 0
|  | MOUNTING BRACKET - KLIP LOK 700 METAL DECK - 13/R | Each | Solar PV | PV INSTALLATION KIT | Active | KL-01 | KLIP-LOK 700 ROOF HOOK (L-TYPE) | 24 | 480
|  | MOUNTING BRACKET - KLIP LOK 700 METAL DECK - 13/R | Each | Solar PV | PV INSTALLATION KIT | Active | KL-02 | L FEET 21# WITH BOLT M8 X 25 AND NUT | 24 | 0
|  | MOUNTING BRACKET - KLIP LOK 700 METAL DECK - 13/R | Each | Solar PV | PV INSTALLATION KIT | Active | SLR-EC-35-D | END CLAMP 35MM SLR-EC-35-D ( AL6005-T5 / SUS 304 ) | 4 | 0
|  | MOUNTING BRACKET - KLIP LOK 700 METAL DECK - 13/R | Each | Solar PV | PV INSTALLATION KIT | Active | SLR-MC-35-D | MID CLAMP 35MM | 24 | 0
|  | MOUNTING BRACKET - KLIP LOK 700 METAL DECK - 13/R | Each | Solar PV | PV INSTALLATION KIT | Active | SLR-EK-D | GROUNDING LUG SLR-EK-D ( AL6005-5 / SUS 304 ) | 1 | 10
|  | MOUNTING BRACKET - KLIP LOK 700 METAL DECK - 13/R | Each | Solar PV | PV INSTALLATION KIT | Active | SLR-RS-01-L-D | RAIL SPLICE | 12 | 180
|  | MOUNTING BRACKET - KLIP LOK 700 METAL DECK - 14/R | Each | Solar PV | PV INSTALLATION KIT | Active | SLR-2600mm | RAIL SLR-R02-LIGHT 2600MM | 14 | 0
|  | MOUNTING BRACKET - KLIP LOK 700 METAL DECK - 14/R | Each | Solar PV | PV INSTALLATION KIT | Active | KL-01 | KLIP-LOK 700 ROOF HOOK (L-TYPE) | 26 | 520
|  | MOUNTING BRACKET - KLIP LOK 700 METAL DECK - 14/R | Each | Solar PV | PV INSTALLATION KIT | Active | KL-02 | L FEET 21# WITH BOLT M8 X 25 AND NUT | 26 | 0
|  | MOUNTING BRACKET - KLIP LOK 700 METAL DECK - 14/R | Each | Solar PV | PV INSTALLATION KIT | Active | SLR-EC-35-D | END CLAMP 35MM SLR-EC-35-D ( AL6005-T5 / SUS 304 ) | 4 | 0
|  | MOUNTING BRACKET - KLIP LOK 700 METAL DECK - 14/R | Each | Solar PV | PV INSTALLATION KIT | Active | SLR-MC-35-D | MID CLAMP 35MM | 26 | 0
|  | MOUNTING BRACKET - KLIP LOK 700 METAL DECK - 14/R | Each | Solar PV | PV INSTALLATION KIT | Active | SLR-EK-D | GROUNDING LUG SLR-EK-D ( AL6005-5 / SUS 304 ) | 1 | 10
|  | MOUNTING BRACKET - KLIP LOK 700 METAL DECK - 14/R | Each | Solar PV | PV INSTALLATION KIT | Active | SLR-RS-01-L-D | RAIL SPLICE | 12 | 180
|  | MOUNTING BRACKET - KLIP LOK 700 METAL DECK - 15/R | Each | Solar PV | PV INSTALLATION KIT | Active | SLR-2600mm | RAIL SLR-R02-LIGHT 2600MM | 14 | 0
|  | MOUNTING BRACKET - KLIP LOK 700 METAL DECK - 15/R | Each | Solar PV | PV INSTALLATION KIT | Active | KL-01 | KLIP-LOK 700 ROOF HOOK (L-TYPE) | 28 | 560
|  | MOUNTING BRACKET - KLIP LOK 700 METAL DECK - 15/R | Each | Solar PV | PV INSTALLATION KIT | Active | KL-02 | L FEET 21# WITH BOLT M8 X 25 AND NUT | 28 | 0
|  | MOUNTING BRACKET - KLIP LOK 700 METAL DECK - 15/R | Each | Solar PV | PV INSTALLATION KIT | Active | SLR-EC-35-D | END CLAMP 35MM SLR-EC-35-D ( AL6005-T5 / SUS 304 ) | 4 | 0
|  | MOUNTING BRACKET - KLIP LOK 700 METAL DECK - 15/R | Each | Solar PV | PV INSTALLATION KIT | Active | SLR-MC-35-D | MID CLAMP 35MM | 28 | 0
|  | MOUNTING BRACKET - KLIP LOK 700 METAL DECK - 15/R | Each | Solar PV | PV INSTALLATION KIT | Active | SLR-EK-D | GROUNDING LUG SLR-EK-D ( AL6005-5 / SUS 304 ) | 1 | 10
|  | MOUNTING BRACKET - KLIP LOK 700 METAL DECK - 15/R | Each | Solar PV | PV INSTALLATION KIT | Active | SLR-RS-01-L-D | RAIL SPLICE | 14 | 210